## Sheet1
Company | RFP Title | Material Code | Name | Description | Quantity | Source File
Saudi Energy | RFQ - C001596029 | 903401960 | 10 903401960 BELT,V,B130,133 IN OC,21/... | 10 903401960 BELT,V,B130,133 IN OC,21/32 IN TWD,#B130 | 4 | ALLRFPs\Saudi Energy\RFQ - C001596029\downloaded-rfp\RFQ - C001596029.xls
Saudi Energy | RFQ - C001652754 | 904000014 | 10 904000014 CONDUCTOR:ELECTRICAL,ACAR... | 10 904000014 CONDUCTOR:ELECTRICAL,ACAR,547.4 SQMM,19/ | 1,500 | ALLRFPs\Saudi Energy\RFQ - C001652754\downloaded-rfp\RFQ - C001652754.xls
Saudi Energy | RFQ - C001652754 | 903303190 | 20 903303190 SLEEVE,DEAD END COMPRESSI... | 20 903303190 SLEEVE,DEAD END COMPRESSION SLEEVES FOR | 25 | ALLRFPs\Saudi Energy\RFQ - C001652754\downloaded-rfp\RFQ - C001652754.xls
Saudi Energy | RFQ - C001652754 | 903308117 | 30 903308117 DAMPER,VRBTN,ELEC,4 X ACS... | 30 903308117 DAMPER,VRBTN,ELEC,4 X ACSR 557.8 MM,#393 | 45 | ALLRFPs\Saudi Energy\RFQ - C001652754\downloaded-rfp\RFQ - C001652754.xls
Saudi Energy | RFQ - C001694784 | 905501098 | 10 905501098 TFMR,CUR,380KV,3000/2000/... | 10 905501098 TFMR,CUR,380KV,3000/2000/3000/2000:1 AR | 6 | ALLRFPs\Saudi Energy\RFQ - C001694784\downloaded-rfp\RFQ - C001694784.xls
Saudi Energy | RFQ - C001694784 | 905516024 | 20 905516024 STRUCTURE,SURGE ARRESTER,... | 20 905516024 STRUCTURE,SURGE ARRESTER,GSTL | 6 | ALLRFPs\Saudi Energy\RFQ - C001694784\downloaded-rfp\RFQ - C001694784.xls
Saudi Energy | RFQ - C001694784 | 903110362 | 30 903110362 BOX,ELEC,STL,1,SQ,1,(7) 1... | 30 903110362 BOX,ELEC,STL,1,SQ,1,(7) 1-1/2 IN DIA KO | 20 | ALLRFPs\Saudi Energy\RFQ - C001694784\downloaded-rfp\RFQ - C001694784.xls
Saudi Energy | RFQ - C001694784 | 905515901 | 40 905515901 STUB:TOWER,SUSPENSION,200... | 40 905515901 STUB:TOWER,SUSPENSION,200 MM X 200 MM X | 55 | ALLRFPs\Saudi Energy\RFQ - C001694784\downloaded-rfp\RFQ - C001694784.xls
Saudi Energy | RFQ - C001700405 | 905501098 | 10 905501098 TFMR,CUR,380KV,3000/2000/... | 10 905501098 TFMR,CUR,380KV,3000/2000/3000/2000:1 AR | 6 | ALLRFPs\Saudi Energy\RFQ - C001700405\downloaded-rfp\RFQ - C001700405.xls
Saudi Energy | RFQ - C001700405 | 905516024 | 20 905516024 STRUCTURE,SURGE ARRESTER,... | 20 905516024 STRUCTURE,SURGE ARRESTER,GSTL | 6 | ALLRFPs\Saudi Energy\RFQ - C001700405\downloaded-rfp\RFQ - C001700405.xls
Saudi Energy | RFQ - C001700405 | 903110362 | 30 903110362 BOX,ELEC,STL,1,SQ,1,(7) 1... | 30 903110362 BOX,ELEC,STL,1,SQ,1,(7) 1-1/2 IN DIA KO | 20 | ALLRFPs\Saudi Energy\RFQ - C001700405\downloaded-rfp\RFQ - C001700405.xls
Saudi Energy | RFQ - C001700405 | 905515901 | 40 905515901 STUB:TOWER,SUSPENSION,200... | 40 905515901 STUB:TOWER,SUSPENSION,200 MM X 200 MM X | 55 | ALLRFPs\Saudi Energy\RFQ - C001700405\downloaded-rfp\RFQ - C001700405.xls
Saudi Energy | RFQ - C001703754 | 905516024 | 10 905516024 STRUCTURE,SURGE ARRESTER,... | 10 905516024 STRUCTURE,SURGE ARRESTER,GSTL |  | ALLRFPs\Saudi Energy\RFQ - C001703754\downloaded-rfp\RFQ - C001703754.xls
Saudi Energy | RFQ - C001703754 | 905515901 | 20 905515901 STUB:TOWER,SUSPENSION,200... | 20 905515901 STUB:TOWER,SUSPENSION,200 MM X 200 MM X | 55 | ALLRFPs\Saudi Energy\RFQ - C001703754\downloaded-rfp\RFQ - C001703754.xls
Saudi Energy | RFQ - C001718221 | 903300945 | 10 903300945 CONDUCTOR:ELECTRICAL,COPP... | 10 903300945 CONDUCTOR:ELECTRICAL,COPPER CLAD STEEL,7 | 9,842 | ALLRFPs\Saudi Energy\RFQ - C001718221\downloaded-rfp\RFQ - C001718221.xls
Saudi Energy | RFQ - C001730018 | 900910265 | 10 900910265 BLOCK,BULK NOUN:CONCRETE,... | 10 900910265 BLOCK,BULK NOUN:CONCRETE,MODULAR CONCRET | 160 | ALLRFPs\Saudi Energy\RFQ - C001730018\downloaded-rfp\RFQ - C001730018.xls
Saudi Energy | RFQ - C001730018 | 909505560 | 20 909505560 FR:CONCRETE BLOCK,1.98 M ... | 20 909505560 FR:CONCRETE BLOCK,1.98 M WD X 2.94 M LG, | 40 | ALLRFPs\Saudi Energy\RFQ - C001730018\downloaded-rfp\RFQ - C001730018.xls
Saudi Energy | RFQ - C001738232 | 905516024 | 10 905516024 STRUCTURE,SURGE ARRESTER,... | 10 905516024 STRUCTURE,SURGE ARRESTER,GSTL | 6 | ALLRFPs\Saudi Energy\RFQ - C001738232\downloaded-rfp\RFQ - C001738232.xls
Saudi Energy | RFQ - C001738317 | 901325158 | 10 901325158 LIGHT,IND,#SP10N | 10 901325158 LIGHT,IND,#SP10N | 30 | ALLRFPs\Saudi Energy\RFQ - C001738317\downloaded-rfp\RFQ - C001738317.xls
Saudi Energy | RFQ - C001738317 | 904046534 | 20 904046534 BLOCK,ROPE,SNATCH,3 IN SH... | 20 904046534 BLOCK,ROPE,SNATCH,3 IN SHEAVE DIAMETER,1 | 10 | ALLRFPs\Saudi Energy\RFQ - C001738317\downloaded-rfp\RFQ - C001738317.xls
Saudi Energy | RFQ - C001738317 | 904205931 | 30 904205931 ROPE,WIRE,212 KN,18 MM DI... | 30 904205931 ROPE,WIRE,212 KN,18 MM DIA,800 M LG,#FUX | 2 | ALLRFPs\Saudi Energy\RFQ - C001738317\downloaded-rfp\RFQ - C001738317.xls
Saudi Energy | RFQ - C001738317 | 904207400 | 40 904207400 JUMPER,GRD SET,6 M JR,5 T... | 40 904207400 JUMPER,GRD SET,6 M JR,5 TO 60 MM DIA CR | 10 | ALLRFPs\Saudi Energy\RFQ - C001738317\downloaded-rfp\RFQ - C001738317.xls
Saudi Energy | RFQ - C001738317 | 905695324 | 50 905695324 ROPE:FIBER,12 MM DIA,1500... | 50 905695324 ROPE:FIBER,12 MM DIA,1500 M LG,POLYPROPY | 1,000 | ALLRFPs\Saudi Energy\RFQ - C001738317\downloaded-rfp\RFQ - C001738317.xls
Saudi Energy | RFQ - C001738317 | 905695357 | 60 905695357 BLOCK,ROPE,108 MM SHEAVE ... | 60 905695357 BLOCK,ROPE,108 MM SHEAVE DIAMETER,90 KN, | 10 | ALLRFPs\Saudi Energy\RFQ - C001738317\downloaded-rfp\RFQ - C001738317.xls
Saudi Energy | RFQ - C001738317 | 905695835 | 70 905695835 SHACKLE,ANCHOR:1/2 IN,660... | 70 905695835 SHACKLE,ANCHOR:1/2 IN,6600 LBS | 10 | ALLRFPs\Saudi Energy\RFQ - C001738317\downloaded-rfp\RFQ - C001738317.xls
Saudi Energy | RFQ - C001738317 | 905695836 | 80 905695836 SHACKLE,ANCHOR:5/8 IN,100... | 80 905695836 SHACKLE,ANCHOR:5/8 IN,10000 LBS | 10 | ALLRFPs\Saudi Energy\RFQ - C001738317\downloaded-rfp\RFQ - C001738317.xls
Saudi Energy | RFQ - C001738317 | 905695837 | 90 905695837 SHACKLE,ANCHOR:3/4 IN,140... | 90 905695837 SHACKLE,ANCHOR:3/4 IN,14000 LBS | 10 | ALLRFPs\Saudi Energy\RFQ - C001738317\downloaded-rfp\RFQ - C001738317.xls
Saudi Energy | RFQ - C001738317 | 905695838 | 100 905695838 SHACKLE,ANCHOR:7/8 IN,190... | 100 905695838 SHACKLE,ANCHOR:7/8 IN,19000 LBS | 10 | ALLRFPs\Saudi Energy\RFQ - C001738317\downloaded-rfp\RFQ - C001738317.xls
Saudi Energy | RFQ - C001738317 | 905695839 | 110 905695839 SHACKLE,ANCHOR:1 IN,25000... | 110 905695839 SHACKLE,ANCHOR:1 IN,25000 LBS | 10 | ALLRFPs\Saudi Energy\RFQ - C001738317\downloaded-rfp\RFQ - C001738317.xls
Saudi Energy | RFQ - C001738317 | 905696069 | 120 905696069 BLOCK,ROPE,1250 LB,AL,MIL... | 120 905696069 BLOCK,ROPE,1250 LB,AL,MIL-B-24141A | 10 | ALLRFPs\Saudi Energy\RFQ - C001738317\downloaded-rfp\RFQ - C001738317.xls
Saudi Energy | RFQ - C001738317 | 905712638 | 130 905712638 TAPE,ELEC,VINYL PLASTIC,1... | 130 905712638 TAPE,ELEC,VINYL PLASTIC,11 KV,#88T36FT | 60 | ALLRFPs\Saudi Energy\RFQ - C001738317\downloaded-rfp\RFQ - C001738317.xls
Saudi Energy | RFQ - C001738317 | 905782961 | 140 905782961 BLOCK,ROPE,SNATCH,13-3/8 ... | 140 905782961 BLOCK,ROPE,SNATCH,13-3/8 IN LG,3 TON,AL | 10 | ALLRFPs\Saudi Energy\RFQ - C001738317\downloaded-rfp\RFQ - C001738317.xls
Saudi Energy | RFQ - C001738317 | 905832532 | 150 905832532 BLOCK,SNATCH,2500 LB (113... | 150 905832532 BLOCK,SNATCH,2500 LB (1134 KG) | 10 | ALLRFPs\Saudi Energy\RFQ - C001738317\downloaded-rfp\RFQ - C001738317.xls
Saudi Energy | RFQ - C001738317 | 905849275 | 160 905849275 BLOCK,ROPE,SNATCH,140 MM ... | 160 905849275 BLOCK,ROPE,SNATCH,140 MM SHEAVE DIAMETER | 6 | ALLRFPs\Saudi Energy\RFQ - C001738317\downloaded-rfp\RFQ - C001738317.xls
Saudi Energy | RFQ - C001738317 | 905900327 | 170 905900327 SAW,PWR,GAS | 170 905900327 SAW,PWR,GAS | 4 | ALLRFPs\Saudi Energy\RFQ - C001738317\downloaded-rfp\RFQ - C001738317.xls
Saudi Energy | RFQ - C001738317 | 905917029 | 180 905917029 CAPSTAN:ROPE, | 180 905917029 CAPSTAN:ROPE, | 4 | ALLRFPs\Saudi Energy\RFQ - C001738317\downloaded-rfp\RFQ - C001738317.xls
Saudi Energy | RFQ - C001738317 | 905924229 | 190 905924229 TAPE,ELEC,VINYL PLASTIC,2... | 190 905924229 TAPE,ELEC,VINYL PLASTIC,2500 VAC,#3706WH | 60 | ALLRFPs\Saudi Energy\RFQ - C001738317\downloaded-rfp\RFQ - C001738317.xls
Saudi Energy | RFQ - C001738317 | 909100352 | 200 909100352 TESTER:ELECTRICAL,WET/DRY... | 200 909100352 TESTER:ELECTRICAL,WET/DRY HOT STICK,230 | 2 | ALLRFPs\Saudi Energy\RFQ - C001738317\downloaded-rfp\RFQ - C001738317.xls
Saudi Energy | RFQ - C001738317 | 909104018 | 210 909104018 GRINDER,ELEC,18 V LI,4,60... | 210 909104018 GRINDER,ELEC,18 V LI,4,60HZ,10,000 RPM | 8 | ALLRFPs\Saudi Energy\RFQ - C001738317\downloaded-rfp\RFQ - C001738317.xls
Saudi Energy | RFQ - C001738317 | 909104245 | 220 909104245 GRIP,CABLE/WIRE,ACSR/STL,... | 220 909104245 GRIP,CABLE/WIRE,ACSR/STL,#162830T | 4 | ALLRFPs\Saudi Energy\RFQ - C001738317\downloaded-rfp\RFQ - C001738317.xls
Saudi Energy | RFQ - C001738317 | 909104246 | 230 909104246 GRIP,CABLE/WIRE,ACSR/STL,... | 230 909104246 GRIP,CABLE/WIRE,ACSR/STL,#162840W | 4 | ALLRFPs\Saudi Energy\RFQ - C001738317\downloaded-rfp\RFQ - C001738317.xls
Saudi Energy | RFQ - C001738317 | 909107850 | 240 909107850 TESTER,PROCESS INSTRUMENT... | 240 909107850 TESTER,PROCESS INSTRUMENT:HUMIDITY TEST, | 8 | ALLRFPs\Saudi Energy\RFQ - C001738317\downloaded-rfp\RFQ - C001738317.xls
Saudi Energy | RFQ - C001738317 | 909107859 | 250 909107859 ANEMOMETER,WINDMILL:LCD,9... | 250 909107859 ANEMOMETER,WINDMILL:LCD,9999,IEC | 8 | ALLRFPs\Saudi Energy\RFQ - C001738317\downloaded-rfp\RFQ - C001738317.xls
Saudi Energy | RFQ - C001738317 | 909110928 | 260 909110928 BINOCULARS,EL 12X50,42MM ... | 260 909110928 BINOCULARS,EL 12X50,42MM SIBLINGS,#D8328 | 8 | ALLRFPs\Saudi Energy\RFQ - C001738317\downloaded-rfp\RFQ - C001738317.xls
Saudi Energy | RFQ - C001738317 | 909111915 | 270 909111915 CAMERA,INFRARED:5.7 IN LC... | 270 909111915 CAMERA,INFRARED:5.7 IN LCD, COLOR, MANUA | 1 | ALLRFPs\Saudi Energy\RFQ - C001738317\downloaded-rfp\RFQ - C001738317.xls
Saudi Energy | RFQ - C001738317 | 909200268 | 280 909200268 INDICATOR,VOLTAGE:ANALOG,... | 280 909200268 INDICATOR,VOLTAGE:ANALOG,10KV TO 500 KV, | 8 | ALLRFPs\Saudi Energy\RFQ - C001738317\downloaded-rfp\RFQ - C001738317.xls
Saudi Energy | RFQ - C001738317 | 909205700 | 290 909205700 WIRE,GUY,STEEL WIRE,212KN... | 290 909205700 WIRE,GUY,STEEL WIRE,212KN,12MM DIA,#316G | 4 | ALLRFPs\Saudi Energy\RFQ - C001738317\downloaded-rfp\RFQ - C001738317.xls
Saudi Energy | RFQ - C001738317 | 909205896 | 300 909205896 BINOCULARS,ZEIZZ,POWERLES... | 300 909205896 BINOCULARS,ZEIZZ,POWERLESS | 8 | ALLRFPs\Saudi Energy\RFQ - C001738317\downloaded-rfp\RFQ - C001738317.xls
Saudi Energy | RFQ - C001738317 | 909400004 | 310 909400004 SAW,PWR,AVT,15 AMP | 310 909400004 SAW,PWR,AVT,15 AMP | 8 | ALLRFPs\Saudi Energy\RFQ - C001738317\downloaded-rfp\RFQ - C001738317.xls
Saudi Energy | RFQ - C001738317 | 909410038 | 320 909410038 GROUND,C6002256 5H,CU,4/0... | 320 909410038 GROUND,C6002256 5H,CU,4/0 = 107MM,#C6002 | 15 | ALLRFPs\Saudi Energy\RFQ - C001738317\downloaded-rfp\RFQ - C001738317.xls
Saudi Energy | RFQ - C001738317 | 909411345 | 330 909411345 DEVICE,TRACING MEGGER FOR... | 330 909411345 DEVICE,TRACING MEGGER FOR CABLE,13.8/ 34 | 3 | ALLRFPs\Saudi Energy\RFQ - C001738317\downloaded-rfp\RFQ - C001738317.xls
Saudi Energy | RFQ - C001738317 | 909500553 | 340 909500553 DEV:BULK NOUN,PARENT EQUI... | 340 909500553 DEV:BULK NOUN,PARENT EQUIPMENT/FUNCTION: | 6 | ALLRFPs\Saudi Energy\RFQ - C001738317\downloaded-rfp\RFQ - C001738317.xls
Saudi Energy | RFQ - C001738317 | 905639445 | 350 905639445 ROPE:FIBER,1/2 IN DIA,600... | 350 905639445 ROPE:FIBER,1/2 IN DIA,600 FT LG,COMPOSIT | 4 | ALLRFPs\Saudi Energy\RFQ - C001738317\downloaded-rfp\RFQ - C001738317.xls
Saudi Energy | RFQ - C001738317 | 905752890 | 360 905752890 GRIP,CABLE/WIRE,FSTL,#162... | 360 905752890 GRIP,CABLE/WIRE,FSTL,#162830 | 4 | ALLRFPs\Saudi Energy\RFQ - C001738317\downloaded-rfp\RFQ - C001738317.xls
Saudi Energy | RFQ - C001738317 | 905832504 | 380 905832504 WRENCH,SPANNER,1-1/2 IN,1... | 380 905832504 WRENCH,SPANNER,1-1/2 IN,15 IN LG,AL,#MFP | 14 | ALLRFPs\Saudi Energy\RFQ - C001738317\downloaded-rfp\RFQ - C001738317.xls
Saudi Energy | RFQ - C001738317 | 905832561 | 390 905832561 GRIP,CABLE/WIRE,ACAR,4/0,... | 390 905832561 GRIP,CABLE/WIRE,ACAR,4/0,#165640165640HS | 4 | ALLRFPs\Saudi Energy\RFQ - C001738317\downloaded-rfp\RFQ - C001738317.xls
Saudi Energy | RFQ - C001738317 | 905848653 | 410 905848653 ROPE:FIBER,20 MM DIA,300 ... | 410 905848653 ROPE:FIBER,20 MM DIA,300 M LG,NYLON,6900 | 4 | ALLRFPs\Saudi Energy\RFQ - C001738317\downloaded-rfp\RFQ - C001738317.xls
Saudi Energy | RFQ - C001738317 | 905854080 | 420 905854080 SOCKET,WRN,12 POINT,15/16... | 420 905854080 SOCKET,WRN,12 POINT,15/16 IN,1/2 IN DR | 40 | ALLRFPs\Saudi Energy\RFQ - C001738317\downloaded-rfp\RFQ - C001738317.xls
Saudi Energy | RFQ - C001738317 | 905849290 | 440 905849290 BUCKET,TB,CANVAS,#5104CLR... | 440 905849290 BUCKET,TB,CANVAS,#5104CLR17 | 20 | ALLRFPs\Saudi Energy\RFQ - C001738317\downloaded-rfp\RFQ - C001738317.xls
Saudi Energy | RFQ - C001738317 | 905902004 | 450 905902004 KIT,TOOL,MASTER ELECTRICI... | 450 905902004 KIT,TOOL,MASTER ELECTRICIAN,HANDLE,NUT D | 6 | ALLRFPs\Saudi Energy\RFQ - C001738317\downloaded-rfp\RFQ - C001738317.xls
Saudi Energy | RFQ - C001749183 | 901325158 | 10 901325158 LIGHT,IND,#SP10N | 10 901325158 LIGHT,IND,#SP10N | 30 | ALLRFPs\Saudi Energy\RFQ - C001749183\downloaded-rfp\RFQ - C001749183.xls
Saudi Energy | RFQ - C001749183 | 904205931 | 20 904205931 ROPE,WIRE,212 KN,18 MM DI... | 20 904205931 ROPE,WIRE,212 KN,18 MM DIA,800 M LG,#FUX | 2 | ALLRFPs\Saudi Energy\RFQ - C001749183\downloaded-rfp\RFQ - C001749183.xls
Saudi Energy | RFQ - C001749183 | 905695324 | 30 905695324 ROPE:FIBER,12 MM DIA,1500... | 30 905695324 ROPE:FIBER,12 MM DIA,1500 M LG,POLYPROPY | 1,000 | ALLRFPs\Saudi Energy\RFQ - C001749183\downloaded-rfp\RFQ - C001749183.xls
Saudi Energy | RFQ - C001749183 | 905712638 | 40 905712638 TAPE,ELEC,VINYL PLASTIC,1... | 40 905712638 TAPE,ELEC,VINYL PLASTIC,11 KV,#88T36FT | 60 | ALLRFPs\Saudi Energy\RFQ - C001749183\downloaded-rfp\RFQ - C001749183.xls
Saudi Energy | RFQ - C001749183 | 905782961 | 50 905782961 BLOCK,ROPE,SNATCH,13-3/8 ... | 50 905782961 BLOCK,ROPE,SNATCH,13-3/8 IN LG,3 TON,AL | 10 | ALLRFPs\Saudi Energy\RFQ - C001749183\downloaded-rfp\RFQ - C001749183.xls
Saudi Energy | RFQ - C001749183 | 905832532 | 60 905832532 BLOCK,SNATCH,2500 LB (113... | 60 905832532 BLOCK,SNATCH,2500 LB (1134 KG) | 10 | ALLRFPs\Saudi Energy\RFQ - C001749183\downloaded-rfp\RFQ - C001749183.xls
Saudi Energy | RFQ - C001749183 | 905849275 | 70 905849275 BLOCK,ROPE,SNATCH,140 MM ... | 70 905849275 BLOCK,ROPE,SNATCH,140 MM SHEAVE DIAMETER | 6 | ALLRFPs\Saudi Energy\RFQ - C001749183\downloaded-rfp\RFQ - C001749183.xls
Saudi Energy | RFQ - C001749183 | 905924229 | 80 905924229 TAPE,ELEC,VINYL PLASTIC,2... | 80 905924229 TAPE,ELEC,VINYL PLASTIC,2500 VAC,#3706WH | 60 | ALLRFPs\Saudi Energy\RFQ - C001749183\downloaded-rfp\RFQ - C001749183.xls
Saudi Energy | RFQ - C001749183 | 909100352 | 90 909100352 TESTER:ELECTRICAL,WET/DRY... | 90 909100352 TESTER:ELECTRICAL,WET/DRY HOT STICK,230 | 2 | ALLRFPs\Saudi Energy\RFQ - C001749183\downloaded-rfp\RFQ - C001749183.xls
Saudi Energy | RFQ - C001749183 | 909104245 | 100 909104245 GRIP,CABLE/WIRE,ACSR/STL,... | 100 909104245 GRIP,CABLE/WIRE,ACSR/STL,#162830T | 4 | ALLRFPs\Saudi Energy\RFQ - C001749183\downloaded-rfp\RFQ - C001749183.xls
Saudi Energy | RFQ - C001749183 | 909205700 | 110 909205700 WIRE,GUY,STEEL WIRE,212KN... | 110 909205700 WIRE,GUY,STEEL WIRE,212KN,12MM DIA,#316G | 4 | ALLRFPs\Saudi Energy\RFQ - C001749183\downloaded-rfp\RFQ - C001749183.xls
Saudi Energy | RFQ - C001749183 | 909400004 | 120 909400004 SAW,PWR,AVT,15 AMP | 120 909400004 SAW,PWR,AVT,15 AMP | 8 | ALLRFPs\Saudi Energy\RFQ - C001749183\downloaded-rfp\RFQ - C001749183.xls
Saudi Energy | RFQ - C001749183 | 905639445 | 130 905639445 ROPE:FIBER,1/2 IN DIA,600... | 130 905639445 ROPE:FIBER,1/2 IN DIA,600 FT LG,COMPOSIT | 4 | ALLRFPs\Saudi Energy\RFQ - C001749183\downloaded-rfp\RFQ - C001749183.xls
Saudi Energy | RFQ - C001749183 | 905848653 | 140 905848653 ROPE:FIBER,20 MM DIA,300 ... | 140 905848653 ROPE:FIBER,20 MM DIA,300 M LG,NYLON,6900 | 4 | ALLRFPs\Saudi Energy\RFQ - C001749183\downloaded-rfp\RFQ - C001749183.xls
Saudi Energy | SEC RFP - C001505885 | 460134960 | NUT,HEX,STL,5/8 IN DIA,11 TPI,#460134960 | NUT,HEX,STL,5/8 IN DIA,11 TPI,#460134960 | 20 | ALLRFPs\Saudi Energy\SEC RFP - C001505885\downloaded-rfp\SEC RFP - C001505885.xls
Saudi Energy | SEC RFP - C001536261 | 268905411 | SPRING,COMP,STL JIS 71063KA,#N2689054111 | SPRING,COMP,STL JIS 71063KA,#N2689054111 | 1 | ALLRFPs\Saudi Energy\SEC RFP - C001536261\downloaded-rfp\SEC RFP - C001536261.xls
Saudi Energy | SEC RFP - C001536261 | 261410022 | SCREW,CAP,STL,1 IN DIA,8 UNC,#N261410022 | SCREW,CAP,STL,1 IN DIA,8 UNC,#N261410022 | 2 | ALLRFPs\Saudi Energy\SEC RFP - C001536261\downloaded-rfp\SEC RFP - C001536261.xls
Saudi Energy | SEC RFP - C001553306 | 652376550 | BEARING,ROLLER,1 R,#6523765500 | BEARING,ROLLER,1 R,#6523765500 | 8 | ALLRFPs\Saudi Energy\SEC RFP - C001553306\downloaded-rfp\SEC RFP - C001553306.xls
Saudi Energy | SEC RFP - C001553309 | 011482126 | GAUGE,COMB,0 TO 7 BAR RANGE A,#011482126 | GAUGE,COMB,0 TO 7 BAR RANGE A,#011482126 | 80 | ALLRFPs\Saudi Energy\SEC RFP - C001553309\downloaded-rfp\SEC RFP - C001553309.xls
Saudi Energy | SEC RFP - C001553309 | 288730006 | SPRING,COMP,STL JIS SUP 10,#N2887300062 | SPRING,COMP,STL JIS SUP 10,#N2887300062 | 4 | ALLRFPs\Saudi Energy\SEC RFP - C001553309\downloaded-rfp\SEC RFP - C001553309.xls
Saudi Energy | SEC RFP - C001553309 | 288730007 | SPRING,COMP,STL JIS SUP 6,#N2887300072 | SPRING,COMP,STL JIS SUP 6,#N2887300072 | 4 | ALLRFPs\Saudi Energy\SEC RFP - C001553309\downloaded-rfp\SEC RFP - C001553309.xls
Saudi Energy | SEC RFP - C001553309 | 288730002 | SPRING,COMP,STL JIS SUP6,#N2887300021 | SPRING,COMP,STL JIS SUP6,#N2887300021 | 4 | ALLRFPs\Saudi Energy\SEC RFP - C001553309\downloaded-rfp\SEC RFP - C001553309.xls
Saudi Energy | SEC RFP - C001553309 | 266905835 | SPRING,COMP,STL JIS SWPA,#N2669058353 | SPRING,COMP,STL JIS SWPA,#N2669058353 | 6 | ALLRFPs\Saudi Energy\SEC RFP - C001553309\downloaded-rfp\SEC RFP - C001553309.xls
Saudi Energy | SEC RFP - C001553309 | 276902762 | BEARING,ROLLER,1 R,#2769027620 | BEARING,ROLLER,1 R,#2769027620 | 8 | ALLRFPs\Saudi Energy\SEC RFP - C001553309\downloaded-rfp\SEC RFP - C001553309.xls
Saudi Energy | SEC RFP - C001553309 | 261620022 | NUT,CPLG,STL,1-1/2 IN,6 UNC,#N2616200225 | NUT,CPLG,STL,1-1/2 IN,6 UNC,#N2616200225 | 4 | ALLRFPs\Saudi Energy\SEC RFP - C001553309\downloaded-rfp\SEC RFP - C001553309.xls
Saudi Energy | SEC RFP - C001553309 | 261625007 | NUT,CPLG,STL,1-3/4 IN,5 UNC,#N2616250072 | NUT,CPLG,STL,1-3/4 IN,5 UNC,#N2616250072 | 3 | ALLRFPs\Saudi Energy\SEC RFP - C001553309\downloaded-rfp\SEC RFP - C001553309.xls
Saudi Energy | SEC RFP - C001569847 | 902500522 | 10 902500522 GASKET,MANHOLE,ROUND,20-5... | 10 902500522 GASKET,MANHOLE,ROUND,20-5/8 IN ID X 23-1 | 12 | ALLRFPs\Saudi Energy\SEC RFP - C001569847\downloaded-rfp\SEC RFP - C001569847.xls
Saudi Energy | SEC RFP - C001569847 | 901321416 | 20 901321416 PLUG,GT OPERATIONAL SPARE... | 20 901321416 PLUG,GT OPERATIONAL SPARE/DUMMY PLUG,21. | 12 | ALLRFPs\Saudi Energy\SEC RFP - C001569847\downloaded-rfp\SEC RFP - C001569847.xls
Saudi Energy | SEC RFP - C001569847 | 905897258 | 30 905897258 PLUG,PIPE, GAS TURBINE,1/... | 30 905897258 PLUG,PIPE, GAS TURBINE,1/4 IN,STL,SCH 40 | 4 | ALLRFPs\Saudi Energy\SEC RFP - C001569847\downloaded-rfp\SEC RFP - C001569847.xls
Saudi Energy | SEC RFP - C001569847 | 905942685 | 40 905942685 UNION,TUBE,316 SSTL,1/2 I... | 40 905942685 UNION,TUBE,316 SSTL,1/2 IN (12.7 MM),#15 | 12 | ALLRFPs\Saudi Energy\SEC RFP - C001569847\downloaded-rfp\SEC RFP - C001569847.xls
Saudi Energy | SEC RFP - C001569847 | 901200186 | 50 901200186 ADAPTER,TUBE TO PIPE, GAS... | 50 901200186 ADAPTER,TUBE TO PIPE, GAS TURBINE,COMPRE | 6 | ALLRFPs\Saudi Energy\SEC RFP - C001569847\downloaded-rfp\SEC RFP - C001569847.xls
Saudi Energy | SEC RFP - C001569847 | 901119200 | 60 901119200 GASKET,BULK NOUN: | 60 901119200 GASKET,BULK NOUN: | 2 | ALLRFPs\Saudi Energy\SEC RFP - C001569847\downloaded-rfp\SEC RFP - C001569847.xls
Saudi Energy | SEC RFP - C001569847 | 901321102 | 70 901321102 PIN,GT FRAME 7FA/STAGE 3 ... | 70 901321102 PIN,GT FRAME 7FA/STAGE 3 PIN PLAT SEAL,1 | 4 | ALLRFPs\Saudi Energy\SEC RFP - C001569847\downloaded-rfp\SEC RFP - C001569847.xls
Saudi Energy | SEC RFP - C001569847 | 902509533 | 80 902509533 PIN,DOWEL,1.25 IN DIA,2.9... | 80 902509533 PIN,DOWEL,1.25 IN DIA,2.9 IN LG,STL,AIA/ | 8 | ALLRFPs\Saudi Energy\SEC RFP - C001569847\downloaded-rfp\SEC RFP - C001569847.xls
Saudi Energy | SEC RFP - C001569847 | 905897313 | 90 905897313 O-RING,115 MM ID,121 MM O... | 90 905897313 O-RING,115 MM ID,121 MM OD,3 MM WD,RUBBE | 8 | ALLRFPs\Saudi Energy\SEC RFP - C001569847\downloaded-rfp\SEC RFP - C001569847.xls
Saudi Energy | SEC RFP - C001569847 | 905783183 | 100 905783183 HOSE:METALLIC,OIL,FLANGE,... | 100 905783183 HOSE:METALLIC,OIL,FLANGE,6000 PSI,STL,A- | 6 | ALLRFPs\Saudi Energy\SEC RFP - C001569847\downloaded-rfp\SEC RFP - C001569847.xls
Saudi Energy | SEC RFP - C001569847 | 902013348 | 110 902013348 GASKET,PIPING ARRANGEMENT... | 110 902013348 GASKET,PIPING ARRANGEMENT,SPIRAL WOUND,F | 40 | ALLRFPs\Saudi Energy\SEC RFP - C001569847\downloaded-rfp\SEC RFP - C001569847.xls
Saudi Energy | SEC RFP - C001569847 | 905900167 | 120 905900167 GASKET,PIPING ARRANGEMENT... | 120 905900167 GASKET,PIPING ARRANGEMENT,FLEXITALLIC CG | 195 | ALLRFPs\Saudi Energy\SEC RFP - C001569847\downloaded-rfp\SEC RFP - C001569847.xls
Saudi Energy | SEC RFP - C001569847 | 905922730 | 130 905922730 GASKET,ATOMIZING ATOMIZIN... | 130 905922730 GASKET,ATOMIZING ATOMIZING AIR PIPING AR | 74 | ALLRFPs\Saudi Energy\SEC RFP - C001569847\downloaded-rfp\SEC RFP - C001569847.xls
Saudi Energy | SEC RFP - C001569847 | 901110928 | 140 901110928 TIP,NOZZLE,FUEL,GAS TURBI... | 140 901110928 TIP,NOZZLE,FUEL,GAS TURBINE,16.5 IN,304S | 12 | ALLRFPs\Saudi Energy\SEC RFP - C001569847\downloaded-rfp\SEC RFP - C001569847.xls
Saudi Energy | SEC RFP - C001569847 | 902509558 | 150 902509558 IGNITER,GAS TURBINE,132 M... | 150 902509558 IGNITER,GAS TURBINE,132 MM X 260 MM LG X | 4 | ALLRFPs\Saudi Energy\SEC RFP - C001569847\downloaded-rfp\SEC RFP - C001569847.xls
Saudi Energy | SEC RFP - C001569847 | 901122476 | 160 901122476 CABLE:INSTRUMENTATION, | 160 901122476 CABLE:INSTRUMENTATION, | 4 | ALLRFPs\Saudi Energy\SEC RFP - C001569847\downloaded-rfp\SEC RFP - C001569847.xls
Saudi Energy | SEC RFP - C001569847 | 901304925 | 170 901304925 CABLE:INSTRUMENTATION,DYN... | 170 901304925 CABLE:INSTRUMENTATION,DYN PRESSURE PROBE | 10 | ALLRFPs\Saudi Energy\SEC RFP - C001569847\downloaded-rfp\SEC RFP - C001569847.xls
Saudi Energy | SEC RFP - C001569847 | 902008376 | 180 902008376 CABLE:INSTRUMENTATION,VIB... | 180 902008376 CABLE:INSTRUMENTATION,VIBRATION SENSOR,3 | 4 | ALLRFPs\Saudi Energy\SEC RFP - C001569847\downloaded-rfp\SEC RFP - C001569847.xls
Saudi Energy | SEC RFP - C001569847 | 905916932 | 190 905916932 CABLE:INSTRUMENTATION,PRO... | 190 905916932 CABLE:INSTRUMENTATION,PROXIMITY PROBE,1/ | 4 | ALLRFPs\Saudi Energy\SEC RFP - C001569847\downloaded-rfp\SEC RFP - C001569847.xls
Saudi Energy | SEC RFP - C001569847 | 902008769 | 200 902008769 CABLE:IGNITION,10 MM DIA ... | 200 902008769 CABLE:IGNITION,10 MM DIA X 8 M LG,RBR BR | 3 | ALLRFPs\Saudi Energy\SEC RFP - C001569847\downloaded-rfp\SEC RFP - C001569847.xls
Saudi Energy | SEC RFP - C001569847 | 901100179 | 210 901100179 STRIP,SEALING STRIP,21.5 ... | 210 901100179 STRIP,SEALING STRIP,21.5 MM WD X 135 MM | 35 | ALLRFPs\Saudi Energy\SEC RFP - C001569847\downloaded-rfp\SEC RFP - C001569847.xls
Saudi Energy | SEC RFP - C001569847 | 901100180 | 220 901100180 STRIP,SEALING STRIP,21.5 ... | 220 901100180 STRIP,SEALING STRIP,21.5 MM WD X 130 MM | 35 | ALLRFPs\Saudi Energy\SEC RFP - C001569847\downloaded-rfp\SEC RFP - C001569847.xls
Saudi Energy | SEC RFP - C001569847 | 901100181 | 230 901100181 STRIP,SEALING STRIP,19 MM... | 230 901100181 STRIP,SEALING STRIP,19 MM WD X 116 MM LG | 35 | ALLRFPs\Saudi Energy\SEC RFP - C001569847\downloaded-rfp\SEC RFP - C001569847.xls
Saudi Energy | SEC RFP - C001569847 | 901100182 | 240 901100182 STRIP,SEALING STRIP,19 MM... | 240 901100182 STRIP,SEALING STRIP,19 MM WD X 126 MM LG | 35 | ALLRFPs\Saudi Energy\SEC RFP - C001569847\downloaded-rfp\SEC RFP - C001569847.xls
Saudi Energy | SEC RFP - C001569847 | 901100476 | 250 901100476 STRIP,SEALING,21.5 MM WD ... | 250 901100476 STRIP,SEALING,21.5 MM WD X 50 MM LG X 3 | 35 | ALLRFPs\Saudi Energy\SEC RFP - C001569847\downloaded-rfp\SEC RFP - C001569847.xls
Saudi Energy | SEC RFP - C001569847 | 901100477 | 260 901100477 STRIP,SEALING,20 MM WD X ... | 260 901100477 STRIP,SEALING,20 MM WD X 92 MM LG X 3 MM | 35 | ALLRFPs\Saudi Energy\SEC RFP - C001569847\downloaded-rfp\SEC RFP - C001569847.xls
Saudi Energy | SEC RFP - C001571455 | 905705551 | 10 905705551 CABLE,ELEC,CU,XLPE,500SQM... | 10 905705551 CABLE,ELEC,CU,XLPE,500SQMM,1,#MDR3505001 | 125,000 | ALLRFPs\Saudi Energy\SEC RFP - C001571455\downloaded-rfp\SEC RFP - C001571455.xls
Saudi Energy | SEC RFP - C001574605 | 905781158 | 10 905781158 CABLE,ELEC,CU,XLPE,500SQM... | 10 905781158 CABLE,ELEC,CU,XLPE,500SQMM,1,WH,#2562210 | 4,000 | ALLRFPs\Saudi Energy\SEC RFP - C001574605\downloaded-rfp\SEC RFP - C001574605.xls
Saudi Energy | SEC RFP - C001577978 | 905785595 | 10 905785595 CONTACTOR,MTR,110/220/440... | 10 905785595 CONTACTOR,MTR,110/220/440 VAC LV,125,#SB | 3 | ALLRFPs\Saudi Energy\SEC RFP - C001577978\downloaded-rfp\SEC RFP - C001577978.xls
Saudi Energy | SEC RFP - C001577978 | 905785596 | 20 905785596 CONTACTOR,MTR,125VDC LV,1... | 20 905785596 CONTACTOR,MTR,125VDC LV,120,2 POLE,#SB5N | 4 | ALLRFPs\Saudi Energy\SEC RFP - C001577978\downloaded-rfp\SEC RFP - C001577978.xls
Saudi Energy | SEC RFP - C001577978 | 905783946 | 30 905783946 BRACKET,BEARING,200 MM ID... | 30 905783946 BRACKET,BEARING,200 MM ID X 440 MM OD X | 3 | ALLRFPs\Saudi Energy\SEC RFP - C001577978\downloaded-rfp\SEC RFP - C001577978.xls
Saudi Energy | SEC RFP - C001577978 | 901303118 | 40 901303118 HEAT EX,AIR COOLED,#16217... | 40 901303118 HEAT EX,AIR COOLED,#1621700302 | 2 | ALLRFPs\Saudi Energy\SEC RFP - C001577978\downloaded-rfp\SEC RFP - C001577978.xls
Saudi Energy | SEC RFP - C001577978 | 901303119 | 50 901303119 HEAT EX,AIR COOLED,#16217... | 50 901303119 HEAT EX,AIR COOLED,#1621700202 | 2 | ALLRFPs\Saudi Energy\SEC RFP - C001577978\downloaded-rfp\SEC RFP - C001577978.xls
Saudi Energy | SEC RFP - C001577978 | 901303116 | 60 901303116 HEAT EX,AIR COOLED,#16213... | 60 901303116 HEAT EX,AIR COOLED,#1621300102 | 2 | ALLRFPs\Saudi Energy\SEC RFP - C001577978\downloaded-rfp\SEC RFP - C001577978.xls
Saudi Energy | SEC RFP - C001577978 | 901303117 | 70 901303117 HEAT EX,AIR COOLED,#16213... | 70 901303117 HEAT EX,AIR COOLED,#1621300002 | 2 | ALLRFPs\Saudi Energy\SEC RFP - C001577978\downloaded-rfp\SEC RFP - C001577978.xls
Saudi Energy | SEC RFP - C001577978 | 901106605 | 80 901106605 HEAT EX,FLUID COOLED,#F30... | 80 901106605 HEAT EX,FLUID COOLED,#F301939703951A | 3 | ALLRFPs\Saudi Energy\SEC RFP - C001577978\downloaded-rfp\SEC RFP - C001577978.xls
Saudi Energy | SEC RFP - C001577978 | 901301113 | 90 901301113 SHAFT,PUMP,215 MM X 2553 ... | 90 901301113 SHAFT,PUMP,215 MM X 2553 MM,STL,AISI 316 | 1 | ALLRFPs\Saudi Energy\SEC RFP - C001577978\downloaded-rfp\SEC RFP - C001577978.xls
Saudi Energy | SEC RFP - C001577978 | 901321402 | 100 901321402 SHAFT,PUMP,20 MM DIA X 2 ... | 100 901321402 SHAFT,PUMP,20 MM DIA X 2 M AND 592 MM LG | 1 | ALLRFPs\Saudi Energy\SEC RFP - C001577978\downloaded-rfp\SEC RFP - C001577978.xls
Saudi Energy | SEC RFP - C001577978 | 901303945 | 110 901303945 SHAFT,PUMP,(33 MM X 55 MM... | 110 901303945 SHAFT,PUMP,(33 MM X 55 MM 69 MM) DIA X 1 | 2 | ALLRFPs\Saudi Energy\SEC RFP - C001577978\downloaded-rfp\SEC RFP - C001577978.xls
Saudi Energy | SEC RFP - C001577978 | 905783944 | 120 905783944 SHAFT,PUMP,120 MM DIA X 1... | 120 905783944 SHAFT,PUMP,120 MM DIA X 1 M AND 793 MM L | 2 | ALLRFPs\Saudi Energy\SEC RFP - C001577978\downloaded-rfp\SEC RFP - C001577978.xls
Saudi Energy | SEC RFP - C001577978 | 902207408 | 130 902207408 CLUTCH:MECHANICAL,OVERRUN... | 130 902207408 CLUTCH:MECHANICAL,OVERRUNNING,CAM,80 MM | 1 | ALLRFPs\Saudi Energy\SEC RFP - C001577978\downloaded-rfp\SEC RFP - C001577978.xls
Saudi Energy | SEC RFP - C001577978 | 902207409 | 140 902207409 CLUTCH:MECHANICAL,OVERRUN... | 140 902207409 CLUTCH:MECHANICAL,OVERRUNNING,CAM,80 MM | 1 | ALLRFPs\Saudi Energy\SEC RFP - C001577978\downloaded-rfp\SEC RFP - C001577978.xls
Saudi Energy | SEC RFP - C001577978 | 905790968 | 170 905790968 BREAKER,CRCT,VAC,15K KV,A... | 170 905790968 BREAKER,CRCT,VAC,15K KV,ABS P,2.86 KA,#8 | 2 | ALLRFPs\Saudi Energy\SEC RFP - C001577978\downloaded-rfp\SEC RFP - C001577978.xls
Saudi Energy | SEC RFP - C001577978 | 905790969 | 180 905790969 BREAKER,CRCT,VAC,15K KV,A... | 180 905790969 BREAKER,CRCT,VAC,15K KV,ABS P,1.9 KA,#86 | 4 | ALLRFPs\Saudi Energy\SEC RFP - C001577978\downloaded-rfp\SEC RFP - C001577978.xls
Saudi Energy | SEC RFP - C001577978 | 905790970 | 190 905790970 BREAKER,CRCT,VAC,4.76 KV,... | 190 905790970 BREAKER,CRCT,VAC,4.76 KV,1140 A,#86G3971 | 2 | ALLRFPs\Saudi Energy\SEC RFP - C001577978\downloaded-rfp\SEC RFP - C001577978.xls
Saudi Energy | SEC RFP - C001577978 | 905789024 | 200 905789024 REGULATOR,V,ABS P,60HZ FR... | 200 905789024 REGULATOR,V,ABS P,60HZ FREQ,#033221F | 1 | ALLRFPs\Saudi Energy\SEC RFP - C001577978\downloaded-rfp\SEC RFP - C001577978.xls
Saudi Energy | SEC RFP - C001577978 | 901322054 | 210 901322054 PLUG,TURBINE BFP,290 MM,S... | 210 901322054 PLUG,TURBINE BFP,290 MM,STL,N26-G10-8000 | 2 | ALLRFPs\Saudi Energy\SEC RFP - C001577978\downloaded-rfp\SEC RFP - C001577978.xls
Saudi Energy | SEC RFP - C001577978 | 905788244 | 220 905788244 ASSEMBLY,TORQUE SWITCH, V... | 220 905788244 ASSEMBLY,TORQUE SWITCH, VALVE ACTUATOR,L | 3 | ALLRFPs\Saudi Energy\SEC RFP - C001577978\downloaded-rfp\SEC RFP - C001577978.xls
Saudi Energy | SEC RFP - C001577978 | 901327559 | 230 901327559 KIT,HIGH PRESSURE BY-PASS... | 230 901327559 KIT,HIGH PRESSURE BY-PASS VALVE,CE, UL L | 2 | ALLRFPs\Saudi Energy\SEC RFP - C001577978\downloaded-rfp\SEC RFP - C001577978.xls
Saudi Energy | SEC RFP - C001577978 | 901366045 | 240 901366045 PLUG,BULK NOUN:FLANGED.,3... | 240 901366045 PLUG,BULK NOUN:FLANGED.,316 STAINLESS ST | 1 | ALLRFPs\Saudi Energy\SEC RFP - C001577978\downloaded-rfp\SEC RFP - C001577978.xls
Saudi Energy | SEC RFP - C001577978 | 901205771 | 250 901205771 ASSEMBLY,AIR COMPRESSOR E... | 250 901205771 ASSEMBLY,AIR COMPRESSOR ELEMENT HIGH PRE | 1 | ALLRFPs\Saudi Energy\SEC RFP - C001577978\downloaded-rfp\SEC RFP - C001577978.xls
Saudi Energy | SEC RFP - C001577978 | 901303856 | 260 901303856 CONVEYOR,CHAIN,STL FR,68 ... | 260 901303856 CONVEYOR,CHAIN,STL FR,68 MM WD,#30407 | 6 | ALLRFPs\Saudi Energy\SEC RFP - C001577978\downloaded-rfp\SEC RFP - C001577978.xls
Saudi Energy | SEC RFP - C001577978 | 901304392 | 270 901304392 ASSEMBLY,CONDENSOR,PUMP A... | 270 901304392 ASSEMBLY,CONDENSOR,PUMP AND MOTOR | 3 | ALLRFPs\Saudi Energy\SEC RFP - C001577978\downloaded-rfp\SEC RFP - C001577978.xls
Saudi Energy | SEC RFP - C001577978 | 905788542 | 280 905788542 ASSEMBLY,GL SWITCH,ANSI | 280 905788542 ASSEMBLY,GL SWITCH,ANSI | 3 | ALLRFPs\Saudi Energy\SEC RFP - C001577978\downloaded-rfp\SEC RFP - C001577978.xls
Saudi Energy | SEC RFP - C001577978 | 901327560 | 290 901327560 KIT,LOW PRESSURE BY-PASS ... | 290 901327560 KIT,LOW PRESSURE BY-PASS VALVE,PACKING, | 2 | ALLRFPs\Saudi Energy\SEC RFP - C001577978\downloaded-rfp\SEC RFP - C001577978.xls
Saudi Energy | SEC RFP - C001577978 | 902010249 | 300 902010249 PLUG,CASING, STEAM TURBIN... | 300 902010249 PLUG,CASING, STEAM TURBINE,M30,STL JIS S | 106 | ALLRFPs\Saudi Energy\SEC RFP - C001577978\downloaded-rfp\SEC RFP - C001577978.xls
Saudi Energy | SEC RFP - C001577978 | 905760766 | 310 905760766 SEAL,LABYRINTH,332 MM HOU... | 310 905760766 SEAL,LABYRINTH,332 MM HOUSING BORE,131 M | 20 | ALLRFPs\Saudi Energy\SEC RFP - C001577978\downloaded-rfp\SEC RFP - C001577978.xls
Saudi Energy | SEC RFP - C001577978 | 905787354 | 320 905787354 STRIP,LOCK, SECTION 1663,... | 320 905787354 STRIP,LOCK, SECTION 1663, HIGH PRESSURE | 3 | ALLRFPs\Saudi Energy\SEC RFP - C001577978\downloaded-rfp\SEC RFP - C001577978.xls
Saudi Energy | SEC RFP - C001577978 | 905787356 | 330 905787356 STRIP,LOCK, SECTION 1663,... | 330 905787356 STRIP,LOCK, SECTION 1663, HIGH PRESSURE | 3 | ALLRFPs\Saudi Energy\SEC RFP - C001577978\downloaded-rfp\SEC RFP - C001577978.xls
Saudi Energy | SEC RFP - C001577978 | 905787362 | 340 905787362 STRIP,LOCK, SECTION 1663,... | 340 905787362 STRIP,LOCK, SECTION 1663, HIGH PRESSURE | 3 | ALLRFPs\Saudi Energy\SEC RFP - C001577978\downloaded-rfp\SEC RFP - C001577978.xls
Saudi Energy | SEC RFP - C001577978 | 901303388 | 350 901303388 SHAFT,PUMP,50 MM ID X 70 ... | 350 901303388 SHAFT,PUMP,50 MM ID X 70 MM OD X 190 MM | 2 | ALLRFPs\Saudi Energy\SEC RFP - C001577978\downloaded-rfp\SEC RFP - C001577978.xls
Saudi Energy | SEC RFP - C001589521 | 901400867 | 10 901400867 SENSOR,VELOCITY,1.25 M/SE... | 10 901400867 SENSOR,VELOCITY,1.25 M/SEC,10 TO 24 VDC | 4 | ALLRFPs\Saudi Energy\SEC RFP - C001589521\downloaded-rfp\SEC RFP - C001589521.xls
Saudi Energy | SEC RFP - C001589521 | 901321848 | 20 901321848 ELIMINATOR:AIR,DN 15, 1/2... | 20 901321848 ELIMINATOR:AIR,DN 15, 1/2 IN,ASTM A351-C | 2 | ALLRFPs\Saudi Energy\SEC RFP - C001589521\downloaded-rfp\SEC RFP - C001589521.xls
Saudi Energy | SEC RFP - C001589521 | 909300464 | 30 909300464 TRANSMITTER:SIGNAL,TEMPER... | 30 909300464 TRANSMITTER:SIGNAL,TEMPERATURE,0 TO 200 | 2 | ALLRFPs\Saudi Energy\SEC RFP - C001589521\downloaded-rfp\SEC RFP - C001589521.xls
Saudi Energy | SEC RFP - C001589521 | 901303795 | 40 901303795 BEARING,TURNING GEAR,STL | 40 901303795 BEARING,TURNING GEAR,STL | 6 | ALLRFPs\Saudi Energy\SEC RFP - C001589521\downloaded-rfp\SEC RFP - C001589521.xls
Saudi Energy | SEC RFP - C001589521 | 901303796 | 50 901303796 BEARING,TURNING GEAR,STL | 50 901303796 BEARING,TURNING GEAR,STL | 3 | ALLRFPs\Saudi Energy\SEC RFP - C001589521\downloaded-rfp\SEC RFP - C001589521.xls
Saudi Energy | SEC RFP - C001589521 | 901331298 | 60 901331298 BUSHING,LIBE OIL MAIN PUM... | 60 901331298 BUSHING,LIBE OIL MAIN PUMP/BEARING BUSHI | 6 | ALLRFPs\Saudi Energy\SEC RFP - C001589521\downloaded-rfp\SEC RFP - C001589521.xls
Saudi Energy | SEC RFP - C001589521 | 901401080 | 70 901401080 CONTROLLER,UCSA,18 TO 36 ... | 70 901401080 CONTROLLER,UCSA,18 TO 36 VDC, 12 WATT,#I | 50 | ALLRFPs\Saudi Energy\SEC RFP - C001589521\downloaded-rfp\SEC RFP - C001589521.xls
Saudi Energy | SEC RFP - C001589521 | 901302432 | 80 901302432 SHAFT,PUMP,STL,A479 S3275... | 80 901302432 SHAFT,PUMP,STL,A479 S32750 | 1 | ALLRFPs\Saudi Energy\SEC RFP - C001589521\downloaded-rfp\SEC RFP - C001589521.xls
Saudi Energy | SEC RFP - C001589521 | 901302434 | 90 901302434 SHAFT,CW PUMP,STL,A479 S3... | 90 901302434 SHAFT,CW PUMP,STL,A479 S32750 | 1 | ALLRFPs\Saudi Energy\SEC RFP - C001589521\downloaded-rfp\SEC RFP - C001589521.xls
Saudi Energy | SEC RFP - C001589521 | 901304410 | 100 901304410 MONITOR:GAS DENSITY,0 TO ... | 100 901304410 MONITOR:GAS DENSITY,0 TO 2000 PPM RANGE, | 2 | ALLRFPs\Saudi Energy\SEC RFP - C001589521\downloaded-rfp\SEC RFP - C001589521.xls
Saudi Energy | SEC RFP - C001589521 | 901321800 | 110 901321800 MONITOR:GAS DENSITY,0 TO ... | 110 901321800 MONITOR:GAS DENSITY,0 TO 1100 KPA (0 TO | 2 | ALLRFPs\Saudi Energy\SEC RFP - C001589521\downloaded-rfp\SEC RFP - C001589521.xls
Saudi Energy | SEC RFP - C001589521 | 901300177 | 120 901300177 BREATHER:AIR,TRANSFORMER,... | 120 901300177 BREATHER:AIR,TRANSFORMER,795 MM HT,GLASS | 2 | ALLRFPs\Saudi Energy\SEC RFP - C001589521\downloaded-rfp\SEC RFP - C001589521.xls
Saudi Energy | SEC RFP - C001589521 | 901300179 | 130 901300179 BREATHER:AIR,TRANSFORMER,... | 130 901300179 BREATHER:AIR,TRANSFORMER,935 MM HT,GLASS | 2 | ALLRFPs\Saudi Energy\SEC RFP - C001589521\downloaded-rfp\SEC RFP - C001589521.xls
Saudi Energy | SEC RFP - C001589521 | 901401102 | 140 901401102 CIRCUIT:CONTROL,PCAA ASSY... | 140 901401102 CIRCUIT:CONTROL,PCAA ASSY/CORE ANALOG,SP | 4 | ALLRFPs\Saudi Energy\SEC RFP - C001589521\downloaded-rfp\SEC RFP - C001589521.xls
Saudi Energy | SEC RFP - C001589521 | 901321979 | 150 901321979 BREAKER,CRCT,VAC,12 KV KV... | 150 901321979 BREAKER,CRCT,VAC,12 KV KV,ABS P,1250A,#V | 2 | ALLRFPs\Saudi Energy\SEC RFP - C001589521\downloaded-rfp\SEC RFP - C001589521.xls
Saudi Energy | SEC RFP - C001589521 | 901303246 | 160 901303246 CELL,LOAD,VFD PANEL,#6SR3... | 160 901303246 CELL,LOAD,VFD PANEL,#6SR39020AK000AD0 | 2 | ALLRFPs\Saudi Energy\SEC RFP - C001589521\downloaded-rfp\SEC RFP - C001589521.xls
Saudi Energy | SEC RFP - C001589521 | 901304777 | 170 901304777 IGNITER,BURNER,1400 LG | 170 901304777 IGNITER,BURNER,1400 LG | 4 | ALLRFPs\Saudi Energy\SEC RFP - C001589521\downloaded-rfp\SEC RFP - C001589521.xls
Saudi Energy | SEC RFP - C001589521 | 909102777 | 180 909102777 ELEMENT,HP,AIR COMPRESSOR... | 180 909102777 ELEMENT,HP,AIR COMPRESSOR,N/A | 2 | ALLRFPs\Saudi Energy\SEC RFP - C001589521\downloaded-rfp\SEC RFP - C001589521.xls
Saudi Energy | SEC RFP - C001589521 | 901321679 | 190 901321679 CABLE:PREMADE,PRIMARY CAB... | 190 901321679 CABLE:PREMADE,PRIMARY CABLE 340/12/12 GE | 200 | ALLRFPs\Saudi Energy\SEC RFP - C001589521\downloaded-rfp\SEC RFP - C001589521.xls
Saudi Energy | SEC RFP - C001589521 | 901323307 | 200 901323307 DISPLAY:ELECTRONIC,SIMATI... | 200 901323307 DISPLAY:ELECTRONIC,SIMATIC HMI TP1500 BA | 2 | ALLRFPs\Saudi Energy\SEC RFP - C001589521\downloaded-rfp\SEC RFP - C001589521.xls
Saudi Energy | SEC RFP - C001589521 | 901304198 | 210 901304198 DISPLAY:ELECTRONIC,LCD,24... | 210 901304198 DISPLAY:ELECTRONIC,LCD,24 VDC / 1.8 A MA | 4 | ALLRFPs\Saudi Energy\SEC RFP - C001589521\downloaded-rfp\SEC RFP - C001589521.xls
Saudi Energy | SEC RFP - C001589521 | 902207468 | 220 902207468 DISPLAY:ELECTRONIC,LCD,45... | 220 902207468 DISPLAY:ELECTRONIC,LCD,45.6 W,MEMORY CAR | 2 | ALLRFPs\Saudi Energy\SEC RFP - C001589521\downloaded-rfp\SEC RFP - C001589521.xls
Saudi Energy | SEC RFP - C001589521 | 901321239 | 230 901321239 DISPLAY:ELECTRONIC,SIMATI... | 230 901321239 DISPLAY:ELECTRONIC,SIMATIC HMI,24 VDC, 2 | 1 | ALLRFPs\Saudi Energy\SEC RFP - C001589521\downloaded-rfp\SEC RFP - C001589521.xls
Saudi Energy | SEC RFP - C001589521 | 901365219 | 240 901365219 SWITCH,PRES,SPST,IN NPT,U... | 240 901365219 SWITCH,PRES,SPST,IN NPT,UL/ATEX,#2W3A00K | 3 | ALLRFPs\Saudi Energy\SEC RFP - C001589521\downloaded-rfp\SEC RFP - C001589521.xls
Saudi Energy | SEC RFP - C001589521 | 901365292 | 250 901365292 BOARD,PC,ALARM,#74876M1 | 250 901365292 BOARD,PC,ALARM,#74876M1 | 4 | ALLRFPs\Saudi Energy\SEC RFP - C001589521\downloaded-rfp\SEC RFP - C001589521.xls
Saudi Energy | SEC RFP - C001589521 | 902020696 | 260 902020696 RELAY,BUCHOLZ,#1212536490... | 260 902020696 RELAY,BUCHOLZ,#1212536490407 | 2 | ALLRFPs\Saudi Energy\SEC RFP - C001589521\downloaded-rfp\SEC RFP - C001589521.xls
Saudi Energy | SEC RFP - C001589521 | 121253649 | 260 902020696 RELAY,BUCHOLZ,#1212536490... | 260 902020696 RELAY,BUCHOLZ,#1212536490407 | 2 | ALLRFPs\Saudi Energy\SEC RFP - C001589521\downloaded-rfp\SEC RFP - C001589521.xls
Saudi Energy | SEC RFP - C001589521 | 901322311 | 270 901322311 BOARD,PC,EXTERNAL CONNECT... | 270 901322311 BOARD,PC,EXTERNAL CONNECTION,#0P9907 | 2 | ALLRFPs\Saudi Energy\SEC RFP - C001589521\downloaded-rfp\SEC RFP - C001589521.xls
Saudi Energy | SEC RFP - C001589521 | 901322310 | 280 901322310 BOARD,PC,FAN SPEED CONTRO... | 280 901322310 BOARD,PC,FAN SPEED CONTROLLER BOARD,#0P0 | 2 | ALLRFPs\Saudi Energy\SEC RFP - C001589521\downloaded-rfp\SEC RFP - C001589521.xls
Saudi Energy | SEC RFP - C001589521 | 901146950 | 290 901146950 TESTER,ELECTRICAL:GENERAT... | 290 901146950 TESTER,ELECTRICAL:GENERATOR ROTOR RSO TE | 1 | ALLRFPs\Saudi Energy\SEC RFP - C001589521\downloaded-rfp\SEC RFP - C001589521.xls
Saudi Energy | SEC RFP - C001589521 | 901304805 | 300 901304805 RELAY,BUCHOLZ,2 C O CONTA... | 300 901304805 RELAY,BUCHOLZ,2 C O CONTACTS,1 M/S,#BF25 | 3 | ALLRFPs\Saudi Energy\SEC RFP - C001589521\downloaded-rfp\SEC RFP - C001589521.xls
Saudi Energy | SEC RFP - C001589521 | 901104637 | 310 901104637 RELAY,BUCHOLZ,2NO2NC,200 ... | 310 901104637 RELAY,BUCHOLZ,2NO2NC,200 TO 300 CCM,#XB0 | 2 | ALLRFPs\Saudi Energy\SEC RFP - C001589521\downloaded-rfp\SEC RFP - C001589521.xls
Saudi Energy | SEC RFP - C001589521 | 906500264 | 320 906500264 RELAY,BUCHOLZ,1NO1NC,150 ... | 320 906500264 RELAY,BUCHOLZ,1NO1NC,150 TO 300 CC,#XB02 | 3 | ALLRFPs\Saudi Energy\SEC RFP - C001589521\downloaded-rfp\SEC RFP - C001589521.xls
Saudi Energy | SEC RFP - C001589521 | 901215099 | 330 901215099 CALIBRATOR,HART COMMUNICA... | 330 901215099 CALIBRATOR,HART COMMUNICATOR,4 TO 20 MA | 4 | ALLRFPs\Saudi Energy\SEC RFP - C001589521\downloaded-rfp\SEC RFP - C001589521.xls
Saudi Energy | SEC RFP - C001589521 | 901322306 | 340 901322306 BOARD,PC,#Z0435900107 | 340 901322306 BOARD,PC,#Z0435900107 | 10 | ALLRFPs\Saudi Energy\SEC RFP - C001589521\downloaded-rfp\SEC RFP - C001589521.xls
Saudi Energy | SEC RFP - C001589521 | 043590010 | 340 901322306 BOARD,PC,#Z0435900107 | 340 901322306 BOARD,PC,#Z0435900107 | 10 | ALLRFPs\Saudi Energy\SEC RFP - C001589521\downloaded-rfp\SEC RFP - C001589521.xls
Saudi Energy | SEC RFP - C001589521 | 901322279 | 350 901322279 BOARD,PC,#Z04361702 | 350 901322279 BOARD,PC,#Z04361702 | 12 | ALLRFPs\Saudi Energy\SEC RFP - C001589521\downloaded-rfp\SEC RFP - C001589521.xls
Saudi Energy | SEC RFP - C001589521 | 901112870 | 360 901112870 BOARD,PC,POWER SUPPLY BOA... | 360 901112870 BOARD,PC,POWER SUPPLY BOARD,#0060 | 4 | ALLRFPs\Saudi Energy\SEC RFP - C001589521\downloaded-rfp\SEC RFP - C001589521.xls
Saudi Energy | SEC RFP - C001589521 | 901322791 | 370 901322791 COVER,ELECTRO CHLORINATIO... | 370 901322791 COVER,ELECTRO CHLORINATION SYSTEM / ELEC | 2 | ALLRFPs\Saudi Energy\SEC RFP - C001589521\downloaded-rfp\SEC RFP - C001589521.xls
Saudi Energy | SEC RFP - C001589521 | 901119517 | 380 901119517 DIVIDER,FLOW,270 GPM (9.0... | 380 901119517 DIVIDER,FLOW,270 GPM (9.0416 HZ /GPM) FR | 2 | ALLRFPs\Saudi Energy\SEC RFP - C001589521\downloaded-rfp\SEC RFP - C001589521.xls
Saudi Energy | SEC RFP - C001589521 | 901321432 | 390 901321432 COVER,ELECTRO CHLORINATIO... | 390 901321432 COVER,ELECTRO CHLORINATION SYSTEM / ELEC | 1 | ALLRFPs\Saudi Energy\SEC RFP - C001589521\downloaded-rfp\SEC RFP - C001589521.xls
Saudi Energy | SEC RFP - C001589521 | 901401020 | 400 901401020 TRANSFORMER:CONTROL,75 KV... | 400 901401020 TRANSFORMER:CONTROL,75 KVA,432/445/455/4 | 2 | ALLRFPs\Saudi Energy\SEC RFP - C001589521\downloaded-rfp\SEC RFP - C001589521.xls
Saudi Energy | SEC RFP - C001589521 | 901303187 | 410 901303187 TFMR,CUR,1KV,#0P6281A | 410 901303187 TFMR,CUR,1KV,#0P6281A | 2 | ALLRFPs\Saudi Energy\SEC RFP - C001589521\downloaded-rfp\SEC RFP - C001589521.xls
Saudi Energy | SEC RFP - C001589521 | 901321797 | 420 901321797 TFMR,POT,23 KV,#1HC006839... | 420 901321797 TFMR,POT,23 KV,#1HC0068399M0011 | 2 | ALLRFPs\Saudi Energy\SEC RFP - C001589521\downloaded-rfp\SEC RFP - C001589521.xls
Saudi Energy | SEC RFP - C001589521 | 901321855 | 430 901321855 TFMR,CUR,14000:1A AR,60HZ... | 430 901321855 TFMR,CUR,14000:1A AR,60HZ,5P20,#1HC00799 | 2 | ALLRFPs\Saudi Energy\SEC RFP - C001589521\downloaded-rfp\SEC RFP - C001589521.xls
Saudi Energy | SEC RFP - C001589521 | 901321885 | 440 901321885 TFMR,CUR,17.5KV,8000:5 A ... | 440 901321885 TFMR,CUR,17.5KV,8000:5 A AR,60HZ,C800,#1 | 2 | ALLRFPs\Saudi Energy\SEC RFP - C001589521\downloaded-rfp\SEC RFP - C001589521.xls
Saudi Energy | SEC RFP - C001589521 | 901321989 | 450 901321989 TFMR,POT,24 KV,18000/120 ... | 450 901321989 TFMR,POT,24 KV,18000/120 V V,60HZ,#EPF20 | 2 | ALLRFPs\Saudi Energy\SEC RFP - C001589521\downloaded-rfp\SEC RFP - C001589521.xls
Saudi Energy | SEC RFP - C001589521 | 901365259 | 460 901365259 TRANSFORMER:EXCITATION,15... | 460 901365259 TRANSFORMER:EXCITATION,1500 KVA KVA,4160 | 1 | ALLRFPs\Saudi Energy\SEC RFP - C001589521\downloaded-rfp\SEC RFP - C001589521.xls
Saudi Energy | SEC RFP - C001589521 | 901365260 | 470 901365260 TRANSFORMER:EXCITATION,18... | 470 901365260 TRANSFORMER:EXCITATION,18000 V PRI,840 V | 1 | ALLRFPs\Saudi Energy\SEC RFP - C001589521\downloaded-rfp\SEC RFP - C001589521.xls
Saudi Energy | SEC RFP - C001589521 | 901321678 | 480 901321678 DEVICE,SF6 GAS FILLING DE... | 480 901321678 DEVICE,SF6 GAS FILLING DEVICE,0 TO 393 B | 1 | ALLRFPs\Saudi Energy\SEC RFP - C001589521\downloaded-rfp\SEC RFP - C001589521.xls
Saudi Energy | SEC RFP - C001589521 | 901321821 | 490 901321821 UNIT,GCB/DISCONNECTOR,3 X... | 490 901321821 UNIT,GCB/DISCONNECTOR,3 X 480 VAC 60HZ,I | 2 | ALLRFPs\Saudi Energy\SEC RFP - C001589521\downloaded-rfp\SEC RFP - C001589521.xls
Saudi Energy | SEC RFP - C001589521 | 901303252 | 500 901303252 KEYPAD,MULTI LANGUAGE KEY... | 500 901303252 KEYPAD,MULTI LANGUAGE KEYPAD ASSEMBLY EN | 3 | ALLRFPs\Saudi Energy\SEC RFP - C001589521\downloaded-rfp\SEC RFP - C001589521.xls
Saudi Energy | SEC RFP - C001589521 | 901103182 | 510 901103182 WIRE:THERMOCOUPLE,17.4 MM... | 510 901103182 WIRE:THERMOCOUPLE,17.4 MM DIA,10 M LG,SS | 15 | ALLRFPs\Saudi Energy\SEC RFP - C001589521\downloaded-rfp\SEC RFP - C001589521.xls
Saudi Energy | SEC RFP - C001589521 | 901366646 | 520 901366646 BKR:CIRCUIT, THERMAL,INTC... | 520 901366646 BKR:CIRCUIT, THERMAL,INTCAP:5 KA,,MATL:M | 5 | ALLRFPs\Saudi Energy\SEC RFP - C001589521\downloaded-rfp\SEC RFP - C001589521.xls
Saudi Energy | SEC RFP - C001589521 | 901302610 | 530 901302610 TRANSMITTER,TEMP,#T321S0I... | 530 901302610 TRANSMITTER,TEMP,#T321S0ISZ | 12 | ALLRFPs\Saudi Energy\SEC RFP - C001589521\downloaded-rfp\SEC RFP - C001589521.xls
Saudi Energy | SEC RFP - C001589521 | 901302650 | 540 901302650 SENSOR,STEAM TURBINE, SPE... | 540 901302650 SENSOR,STEAM TURBINE, SPEED,SCREW,BSI BS | 1 | ALLRFPs\Saudi Energy\SEC RFP - C001589521\downloaded-rfp\SEC RFP - C001589521.xls
Saudi Energy | SEC RFP - C001593154 | 905846427 | 10 905846427 TERMINATION KIT:CABLE,I/D... | 10 905846427 TERMINATION KIT:CABLE,I/D, SEALING END, | 12 | ALLRFPs\Saudi Energy\SEC RFP - C001593154\downloaded-rfp\SEC RFP - C001593154.xls
Saudi Energy | SEC RFP - C001595983 | 905788521 | 10 905788521 THERMOMETER,DIAL,100 TO 5... | 10 905788521 THERMOMETER,DIAL,100 TO 500 DEG C,#50EI4 | 5 | ALLRFPs\Saudi Energy\SEC RFP - C001595983\downloaded-rfp\SEC RFP - C001595983.xls
Saudi Energy | SEC RFP - C001595983 | 905770276 | 20 905770276 GLASS,SIGHT,CENTRIFUGAL P... | 20 905770276 GLASS,SIGHT,CENTRIFUGAL PUMP,30.5 MM DIA | 1 | ALLRFPs\Saudi Energy\SEC RFP - C001595983\downloaded-rfp\SEC RFP - C001595983.xls
Saudi Energy | SEC RFP - C001595983 | 905749555 | 30 905749555 GUIDE,??,6 IN VALVE,BRS | 30 905749555 GUIDE,??,6 IN VALVE,BRS | 2 | ALLRFPs\Saudi Energy\SEC RFP - C001595983\downloaded-rfp\SEC RFP - C001595983.xls
Saudi Energy | SEC RFP - C001595983 | 905787530 | 40 905787530 GASKET,CONTROL VALVE,SPIR... | 40 905787530 GASKET,CONTROL VALVE,SPIRAL WOUND,ROUND, | 3 | ALLRFPs\Saudi Energy\SEC RFP - C001595983\downloaded-rfp\SEC RFP - C001595983.xls
Saudi Energy | SEC RFP - C001595983 | 905758325 | 50 905758325 O-RING,154.3 MM ID,5.7 MM... | 50 905758325 O-RING,154.3 MM ID,5.7 MM WD,CHLOROPRENE | 4 | ALLRFPs\Saudi Energy\SEC RFP - C001595983\downloaded-rfp\SEC RFP - C001595983.xls
Saudi Energy | SEC RFP - C001595983 | 905901394 | 60 905901394 O-RING,10.82 MM ID,1.778 ... | 60 905901394 O-RING,10.82 MM ID,1.778 MM WD,FLUOROCAR | 186 | ALLRFPs\Saudi Energy\SEC RFP - C001595983\downloaded-rfp\SEC RFP - C001595983.xls
Saudi Energy | SEC RFP - C001595983 | 905765449 | 70 905765449 O-RING,299 MM ID,314.2 MM... | 70 905765449 O-RING,299 MM ID,314.2 MM OD,7.6 MM WD | 2 | ALLRFPs\Saudi Energy\SEC RFP - C001595983\downloaded-rfp\SEC RFP - C001595983.xls
Saudi Energy | SEC RFP - C001595983 | 905787527 | 80 905787527 GASKET,??,SPIRAL WOUND,RO... | 80 905787527 GASKET,??,SPIRAL WOUND,ROUND,132 MM ID X | 4 | ALLRFPs\Saudi Energy\SEC RFP - C001595983\downloaded-rfp\SEC RFP - C001595983.xls
Saudi Energy | SEC RFP - C001595983 | 905770939 | 90 905770939 GASKET,CASING,NON SPIRAL,... | 90 905770939 GASKET,CASING,NON SPIRAL,CIRCULAR,56 MM | 4 | ALLRFPs\Saudi Energy\SEC RFP - C001595983\downloaded-rfp\SEC RFP - C001595983.xls
Saudi Energy | SEC RFP - C001595983 | 901205593 | 100 901205593 TRANSMITTER,DIFF PRESS,15... | 100 901205593 TRANSMITTER,DIFF PRESS,150 BAR,#33051S2C | 4 | ALLRFPs\Saudi Energy\SEC RFP - C001595983\downloaded-rfp\SEC RFP - C001595983.xls
Saudi Energy | SEC RFP - C001595983 | 905787189 | 110 905787189 PLATE,STEAM TURBINE,3 FT ... | 110 905787189 PLATE,STEAM TURBINE,3 FT AND 7 IN DIA X | 5 | ALLRFPs\Saudi Energy\SEC RFP - C001595983\downloaded-rfp\SEC RFP - C001595983.xls
Saudi Energy | SEC RFP - C001595983 | 902002059 | 120 902002059 SWITCH,LVL,1P2T,50 BAR, 2... | 120 902002059 SWITCH,LVL,1P2T,50 BAR, 250 TO 400 DEG C | 2 | ALLRFPs\Saudi Energy\SEC RFP - C001595983\downloaded-rfp\SEC RFP - C001595983.xls
Saudi Energy | SEC RFP - C001595983 | 905775462 | 130 905775462 COMB,RAKE,AL,#30491 | 130 905775462 COMB,RAKE,AL,#30491 | 127 | ALLRFPs\Saudi Energy\SEC RFP - C001595983\downloaded-rfp\SEC RFP - C001595983.xls
Saudi Energy | SEC RFP - C001595983 | 905782741 | 140 905782741 CONTROLLER:PROCESS,MASTER... | 140 905782741 CONTROLLER:PROCESS,MASTER,47 TO 63 HZ RA | 2 | ALLRFPs\Saudi Energy\SEC RFP - C001595983\downloaded-rfp\SEC RFP - C001595983.xls
Saudi Energy | SEC RFP - C001595983 | 905934896 | 150 905934896 PROBE,PROXIMITY,25 MM DIA... | 150 905934896 PROBE,PROXIMITY,25 MM DIA TIP,#278912000 | 4 | ALLRFPs\Saudi Energy\SEC RFP - C001595983\downloaded-rfp\SEC RFP - C001595983.xls
Saudi Energy | SEC RFP - C001595983 | 905778195 | 160 905778195 TRANSMITTER:SIGNAL,TEMPER... | 160 905778195 TRANSMITTER:SIGNAL,TEMPERATURE,PT100 ,0 | 3 | ALLRFPs\Saudi Energy\SEC RFP - C001595983\downloaded-rfp\SEC RFP - C001595983.xls
Saudi Energy | SEC RFP - C001595983 | 902500573 | 170 902500573 SENSOR,PIEZO-VELOCITY,VIB... | 170 902500573 SENSOR,PIEZO-VELOCITY,VIBRATION,1270 MM/ | 15 | ALLRFPs\Saudi Energy\SEC RFP - C001595983\downloaded-rfp\SEC RFP - C001595983.xls
Saudi Energy | SEC RFP - C001595983 | 905788324 | 180 905788324 PROBE,DTCR,STL,8 MM TIP D... | 180 905788324 PROBE,DTCR,STL,8 MM TIP DIA,49 MM LG,#22 | 2 | ALLRFPs\Saudi Energy\SEC RFP - C001595983\downloaded-rfp\SEC RFP - C001595983.xls
Saudi Energy | SEC RFP - C001595983 | 905790031 | 190 905790031 PROBE,PROXIMITY,8 MM DIA ... | 190 905790031 PROBE,PROXIMITY,8 MM DIA X 10 MM LG TIP | 4 | ALLRFPs\Saudi Energy\SEC RFP - C001595983\downloaded-rfp\SEC RFP - C001595983.xls
Saudi Energy | SEC RFP - C001595983 | 905790033 | 200 905790033 PROBE,PROXIMITY,8 MM DIA ... | 200 905790033 PROBE,PROXIMITY,8 MM DIA X 10 MM LG TIP | 10 | ALLRFPs\Saudi Energy\SEC RFP - C001595983\downloaded-rfp\SEC RFP - C001595983.xls
Saudi Energy | SEC RFP - C001595983 | 905778194 | 210 905778194 TRANSMITTER:SIGNAL,TEMPER... | 210 905778194 TRANSMITTER:SIGNAL,TEMPERATURE,PT100_385 | 4 | ALLRFPs\Saudi Energy\SEC RFP - C001595983\downloaded-rfp\SEC RFP - C001595983.xls
Saudi Energy | SEC RFP - C001595983 | 905788325 | 220 905788325 PROBE,PROXIMITY,11 MM DIA... | 220 905788325 PROBE,PROXIMITY,11 MM DIA TIP,50 MM CSLG | 4 | ALLRFPs\Saudi Energy\SEC RFP - C001595983\downloaded-rfp\SEC RFP - C001595983.xls
Saudi Energy | SEC RFP - C001595983 | 901366657 | 230 901366657 TMTR:SIG | 230 901366657 TMTR:SIG | 2 | ALLRFPs\Saudi Energy\SEC RFP - C001595983\downloaded-rfp\SEC RFP - C001595983.xls
Saudi Energy | SEC RFP - C001595983 | 905781111 | 240 905781111 BRACKET,UNIVERSAL MOUNTIN... | 240 905781111 BRACKET,UNIVERSAL MOUNTING,POSITIONER,15 | 8 | ALLRFPs\Saudi Energy\SEC RFP - C001595983\downloaded-rfp\SEC RFP - C001595983.xls
Saudi Energy | SEC RFP - C001595983 | 902507806 | 260 902507806 TRANSDUCER:POSITION,ISA 3... | 260 902507806 TRANSDUCER:POSITION,ISA 37.12 | 4 | ALLRFPs\Saudi Energy\SEC RFP - C001595983\downloaded-rfp\SEC RFP - C001595983.xls
Saudi Energy | SEC RFP - C001595983 | 905788624 | 270 905788624 THERMOCOUPLE:TEMPERATURE,... | 270 905788624 THERMOCOUPLE:TEMPERATURE,K,200 TO 2300 D | 4 | ALLRFPs\Saudi Energy\SEC RFP - C001595983\downloaded-rfp\SEC RFP - C001595983.xls
Saudi Energy | SEC RFP - C001595983 | 905761131 | 280 905761131 SENSOR,PRESSURE,IEC | 280 905761131 SENSOR,PRESSURE,IEC | 10 | ALLRFPs\Saudi Energy\SEC RFP - C001595983\downloaded-rfp\SEC RFP - C001595983.xls
Saudi Energy | SEC RFP - C001595983 | 905757265 | 290 905757265 CONTROLLER:PHYSICAL PROPE... | 290 905757265 CONTROLLER:PHYSICAL PROPERTIES,PRESSURE, | 4 | ALLRFPs\Saudi Energy\SEC RFP - C001595983\downloaded-rfp\SEC RFP - C001595983.xls
Saudi Energy | SEC RFP - C001595983 | 905752949 | 300 905752949 SENSOR,PRESSURE,0 TO 375 ... | 300 905752949 SENSOR,PRESSURE,0 TO 375 BAR,4 TO 20 MA, | 3 | ALLRFPs\Saudi Energy\SEC RFP - C001595983\downloaded-rfp\SEC RFP - C001595983.xls
Saudi Energy | SEC RFP - C001595983 | 905761388 | 310 905761388 GAUGE,PRES,0 TO 10 BAR,#J... | 310 905761388 GAUGE,PRES,0 TO 10 BAR,#JM21143 | 2 | ALLRFPs\Saudi Energy\SEC RFP - C001595983\downloaded-rfp\SEC RFP - C001595983.xls
Saudi Energy | SEC RFP - C001595983 | 905788627 | 320 905788627 THERMOCOUPLE:TEMPERATURE,... | 320 905788627 THERMOCOUPLE:TEMPERATURE,K,95 TO 1260 DE | 2 | ALLRFPs\Saudi Energy\SEC RFP - C001595983\downloaded-rfp\SEC RFP - C001595983.xls
Saudi Energy | SEC RFP - C001595983 | 905780230 | 330 905780230 TRANSDUCER:POSITION,7.07 ... | 330 905780230 TRANSDUCER:POSITION,7.07 VRMS, 20 VP-P I | 8 | ALLRFPs\Saudi Energy\SEC RFP - C001595983\downloaded-rfp\SEC RFP - C001595983.xls
Saudi Energy | SEC RFP - C001595983 | 905790189 | 340 905790189 THERMOCOUPLE:TEMPERATURE,... | 340 905790189 THERMOCOUPLE:TEMPERATURE,K,200 TO 2300 D | 2 | ALLRFPs\Saudi Energy\SEC RFP - C001595983\downloaded-rfp\SEC RFP - C001595983.xls
Saudi Energy | SEC RFP - C001595983 | 905790242 | 350 905790242 GAUGE,VAC,0 TO MINUS 1 BA... | 350 905790242 GAUGE,VAC,0 TO MINUS 1 BAR,#BG101631TO0B | 10 | ALLRFPs\Saudi Energy\SEC RFP - C001595983\downloaded-rfp\SEC RFP - C001595983.xls
Saudi Energy | SEC RFP - C001595983 | 900381148 | 360 900381148 COUPLING,SHAFT,AISI 1010 ... | 360 900381148 COUPLING,SHAFT,AISI 1010 PD,#BN513387 | 6 | ALLRFPs\Saudi Energy\SEC RFP - C001595983\downloaded-rfp\SEC RFP - C001595983.xls
Saudi Energy | SEC RFP - C001595983 | 901365914 | 370 901365914 FITTING,BULK NOUN:SSTL,TU... | 370 901365914 FITTING,BULK NOUN:SSTL,TUBE FITINGS,3/8 | 20 | ALLRFPs\Saudi Energy\SEC RFP - C001595983\downloaded-rfp\SEC RFP - C001595983.xls
Saudi Energy | SEC RFP - C001595983 | 905770342 | 380 905770342 NUT,LOCK,STL,3/8 IN DIA,1... | 380 905770342 NUT,LOCK,STL,3/8 IN DIA,16 UNC,FLG LK,#Z | 150 | ALLRFPs\Saudi Energy\SEC RFP - C001595983\downloaded-rfp\SEC RFP - C001595983.xls
Saudi Energy | SEC RFP - C001595983 | 905756283 | 390 905756283 GASKET SET,STEAM AIR HEAT... | 390 905756283 GASKET SET,STEAM AIR HEATER,860 MM WD X | 2 | ALLRFPs\Saudi Energy\SEC RFP - C001595983\downloaded-rfp\SEC RFP - C001595983.xls
Saudi Energy | SEC RFP - C001595983 | 905752275 | 400 905752275 SLEEVE,SHAFT, PUMP,113 MM... | 400 905752275 SLEEVE,SHAFT, PUMP,113 MM ID X 127 MM OD | 2 | ALLRFPs\Saudi Energy\SEC RFP - C001595983\downloaded-rfp\SEC RFP - C001595983.xls
Saudi Energy | SEC RFP - C001595983 | 901108540 | 410 901108540 CABLE:INSTRUMENTATION,COM... | 410 901108540 CABLE:INSTRUMENTATION,COMMUNICATION,3 MM | 12 | ALLRFPs\Saudi Energy\SEC RFP - C001595983\downloaded-rfp\SEC RFP - C001595983.xls
Saudi Energy | SEC RFP - C001595983 | 902008492 | 420 902008492 CABLE:INSTRUMENTATION,VIB... | 420 902008492 CABLE:INSTRUMENTATION,VIBRATION PROBE,8 | 9 | ALLRFPs\Saudi Energy\SEC RFP - C001595983\downloaded-rfp\SEC RFP - C001595983.xls
Saudi Energy | SEC RFP - C001595983 | 905761698 | 430 905761698 JOINT,EXP,SSTL,406.4 MM I... | 430 905761698 JOINT,EXP,SSTL,406.4 MM ID X 450 MM OD | 3 | ALLRFPs\Saudi Energy\SEC RFP - C001595983\downloaded-rfp\SEC RFP - C001595983.xls
Saudi Energy | SEC RFP - C001595983 | 901328667 | 440 901328667 PROBE,PROXIMITY,8 MM DIA ... | 440 901328667 PROBE,PROXIMITY,8 MM DIA X 10 MM LG TIP | 6 | ALLRFPs\Saudi Energy\SEC RFP - C001595983\downloaded-rfp\SEC RFP - C001595983.xls
Saudi Energy | SEC RFP - C001595983 | 905788305 | 450 905788305 CONTROLLER:PHYSICAL PROPE... | 450 905788305 CONTROLLER:PHYSICAL PROPERTIES,TEMPERATU | 4 | ALLRFPs\Saudi Energy\SEC RFP - C001595983\downloaded-rfp\SEC RFP - C001595983.xls
Saudi Energy | SEC RFP - C001595983 | 901325653 | 460 901325653 CONTROLLER:PHYSICAL PROPE... | 460 901325653 CONTROLLER:PHYSICAL PROPERTIES,SERVO POS | 3 | ALLRFPs\Saudi Energy\SEC RFP - C001595983\downloaded-rfp\SEC RFP - C001595983.xls
Saudi Energy | SEC RFP - C001595983 | 905756534 | 470 905756534 THERMOCOUPLE:TEMPERATURE,... | 470 905756534 THERMOCOUPLE:TEMPERATURE,K,200 TO 2300 D | 7 | ALLRFPs\Saudi Energy\SEC RFP - C001595983\downloaded-rfp\SEC RFP - C001595983.xls
Saudi Energy | SEC RFP - C001595983 | 905761585 | 480 905761585 THERMOCOUPLE:TEMPERATURE,... | 480 905761585 THERMOCOUPLE:TEMPERATURE,K,95 TO 1260 DE | 10 | ALLRFPs\Saudi Energy\SEC RFP - C001595983\downloaded-rfp\SEC RFP - C001595983.xls
Saudi Energy | SEC RFP - C001595983 | 905765503 | 490 905765503 THERMOCOUPLE:TEMPERATURE,... | 490 905765503 THERMOCOUPLE:TEMPERATURE,K,200 TO 2300 D | 5 | ALLRFPs\Saudi Energy\SEC RFP - C001595983\downloaded-rfp\SEC RFP - C001595983.xls
Saudi Energy | SEC RFP - C001595983 | 905780229 | 500 905780229 TRANSDUCER:POSITION,7.07 ... | 500 905780229 TRANSDUCER:POSITION,7.07 VRMS, 20 VP-P I | 20 | ALLRFPs\Saudi Energy\SEC RFP - C001595983\downloaded-rfp\SEC RFP - C001595983.xls
Saudi Energy | SEC RFP - C001595983 | 905785614 | 510 905785614 RELAY,THERM OL,BIMTLC,54 ... | 510 905785614 RELAY,THERM OL,BIMTLC,54 TO 80 A,1NO1NC | 4 | ALLRFPs\Saudi Energy\SEC RFP - C001595983\downloaded-rfp\SEC RFP - C001595983.xls
Saudi Energy | SEC RFP - C001595983 | 905788638 | 520 905788638 THERMOCOUPLE:TEMPERATURE,... | 520 905788638 THERMOCOUPLE:TEMPERATURE,K,95 TO 1260 DE | 6 | ALLRFPs\Saudi Energy\SEC RFP - C001595983\downloaded-rfp\SEC RFP - C001595983.xls
Saudi Energy | SEC RFP - C001595983 | 905788639 | 530 905788639 THERMOCOUPLE:TEMPERATURE,... | 530 905788639 THERMOCOUPLE:TEMPERATURE,K,95 TO 1260 DE | 10 | ALLRFPs\Saudi Energy\SEC RFP - C001595983\downloaded-rfp\SEC RFP - C001595983.xls
Saudi Energy | SEC RFP - C001595983 | 905788640 | 540 905788640 THERMOCOUPLE:TEMPERATURE,... | 540 905788640 THERMOCOUPLE:TEMPERATURE,K,95 TO 1250 DE | 10 | ALLRFPs\Saudi Energy\SEC RFP - C001595983\downloaded-rfp\SEC RFP - C001595983.xls
Saudi Energy | SEC RFP - C001595983 | 905788642 | 550 905788642 THERMOCOUPLE:TEMPERATURE,... | 550 905788642 THERMOCOUPLE:TEMPERATURE,K,95 TO 1250 DE | 6 | ALLRFPs\Saudi Energy\SEC RFP - C001595983\downloaded-rfp\SEC RFP - C001595983.xls
Saudi Energy | SEC RFP - C001595983 | 901109403 | 560 901109403 REGULATOR,PRES,#67DFR24 | 560 901109403 REGULATOR,PRES,#67DFR24 | 40 | ALLRFPs\Saudi Energy\SEC RFP - C001595983\downloaded-rfp\SEC RFP - C001595983.xls
Saudi Energy | SEC RFP - C001595983 | 902008346 | 570 902008346 PROXIMITOR,200 MV/MIL(8 V... | 570 902008346 PROXIMITOR,200 MV/MIL(8 V/MM),#1874504 | 12 | ALLRFPs\Saudi Energy\SEC RFP - C001595983\downloaded-rfp\SEC RFP - C001595983.xls
Saudi Energy | SEC RFP - C001595983 | 901303385 | 580 901303385 BUSHING,PUMP,60 MM ID X 7... | 580 901303385 BUSHING,PUMP,60 MM ID X 78 MM OD X 193 M | 3 | ALLRFPs\Saudi Energy\SEC RFP - C001595983\downloaded-rfp\SEC RFP - C001595983.xls
Saudi Energy | SEC RFP - C001595983 | 901303386 | 590 901303386 BUSHING,PUMP,60 MM ID X 7... | 590 901303386 BUSHING,PUMP,60 MM ID X 78 MM OD X 146 M | 3 | ALLRFPs\Saudi Energy\SEC RFP - C001595983\downloaded-rfp\SEC RFP - C001595983.xls
Saudi Energy | SEC RFP - C001595983 | 901303387 | 600 901303387 BUSHING,PUMP,70 MM ID X 9... | 600 901303387 BUSHING,PUMP,70 MM ID X 90 MM OD X 152 M | 3 | ALLRFPs\Saudi Energy\SEC RFP - C001595983\downloaded-rfp\SEC RFP - C001595983.xls
Saudi Energy | SEC RFP - C001600623 | 905728066 | 10 905728066 CABLE,ELEC,CU,XLPE,95SQMM... | 10 905728066 CABLE,ELEC,CU,XLPE,95SQMM,1,#HFDE4201 | 60,000 | ALLRFPs\Saudi Energy\SEC RFP - C001600623\downloaded-rfp\SEC RFP - C001600623.xls
Saudi Energy | SEC RFP - C001600628 | 908202002 | 10 908202002 BAND,STRAPPING,SSTL,20MM ... | 10 908202002 BAND,STRAPPING,SSTL,20MM WD X 0.70MM TH | 65,000 | ALLRFPs\Saudi Energy\SEC RFP - C001600628\downloaded-rfp\SEC RFP - C001600628.xls
Saudi Energy | SEC RFP - C001600628 | 908202124 | 20 908202124 TAG,POLE NUMBERING,LTR"G"... | 20 908202124 TAG,POLE NUMBERING,LTR"G",AL,20X1X47MM | 35,000 | ALLRFPs\Saudi Energy\SEC RFP - C001600628\downloaded-rfp\SEC RFP - C001600628.xls
Saudi Energy | SEC RFP - C001601580 | 905728073 | 10 905728073 CABLE,ELEC,CU,XLPE,95SQMM... | 10 905728073 CABLE,ELEC,CU,XLPE,95SQMM,1,WH,#ENH117A0 | 20,000 | ALLRFPs\Saudi Energy\SEC RFP - C001601580\downloaded-rfp\SEC RFP - C001601580.xls
Saudi Energy | SEC RFP - C001607388 | 901101464 | 10 901101464 CYCLE,3 -WHEELED,LIGHT WE... | 10 901101464 CYCLE,3 -WHEELED,LIGHT WEIGHT,ABS,#149D4 | 10 | ALLRFPs\Saudi Energy\SEC RFP - C001607388\downloaded-rfp\SEC RFP - C001607388.xls
Saudi Energy | SEC RFP - C001607388 | 905728784 | 20 905728784 WHEEL,CUTOFF,14 IN DIA X ... | 20 905728784 WHEEL,CUTOFF,14 IN DIA X 1/8 IN TH X 1 I | 12 | ALLRFPs\Saudi Energy\SEC RFP - C001607388\downloaded-rfp\SEC RFP - C001607388.xls
Saudi Energy | SEC RFP - C001607388 | 905745571 | 30 905745571 WIRE,WLD,ER4043, AWS A5.1... | 30 905745571 WIRE,WLD,ER4043, AWS A5.10-80,1/8 IN DIA | 40 | ALLRFPs\Saudi Energy\SEC RFP - C001607388\downloaded-rfp\SEC RFP - C001607388.xls
Saudi Energy | SEC RFP - C001607388 | 906503019 | 40 906503019 WIRE,WLD,ER309L; AWS A 5.... | 40 906503019 WIRE,WLD,ER309L; AWS A 5.9,#ER309L | 10 | ALLRFPs\Saudi Energy\SEC RFP - C001607388\downloaded-rfp\SEC RFP - C001607388.xls
Saudi Energy | SEC RFP - C001607388 | 905744434 | 50 905744434 PIPE:METALLIC,2 IN,20 FT ... | 50 905744434 PIPE:METALLIC,2 IN,20 FT (6 M) LG,PLAIN | 200 | ALLRFPs\Saudi Energy\SEC RFP - C001607388\downloaded-rfp\SEC RFP - C001607388.xls
Saudi Energy | SEC RFP - C001607388 | 905744452 | 60 905744452 PIPE:METALLIC,1 IN,20 FT ... | 60 905744452 PIPE:METALLIC,1 IN,20 FT (6.09 M) LG,PLA | 200 | ALLRFPs\Saudi Energy\SEC RFP - C001607388\downloaded-rfp\SEC RFP - C001607388.xls
Saudi Energy | SEC RFP - C001607388 | 905742452 | 70 905742452 ANGLE,STRUCTURAL,1-1/4 IN... | 70 905742452 ANGLE,STRUCTURAL,1-1/4 IN (30 MM) X 1-1/ | 200 | ALLRFPs\Saudi Energy\SEC RFP - C001607388\downloaded-rfp\SEC RFP - C001607388.xls
Saudi Energy | SEC RFP - C001607388 | 909205434 | 80 909205434 ANGLE,STRUCTURAL / WELDIN... | 80 909205434 ANGLE,STRUCTURAL / WELDING-FABRICATION,4 | 10 | ALLRFPs\Saudi Energy\SEC RFP - C001607388\downloaded-rfp\SEC RFP - C001607388.xls
Saudi Energy | SEC RFP - C001607388 | 905704853 | 90 905704853 ANGLE,STRUCTURAL,50 MM,6 ... | 90 905704853 ANGLE,STRUCTURAL,50 MM,6 M,6 MM,BLACK CS | 200 | ALLRFPs\Saudi Energy\SEC RFP - C001607388\downloaded-rfp\SEC RFP - C001607388.xls
Saudi Energy | SEC RFP - C001607388 | 905720650 | 100 905720650 ANGLE,STRUCTURAL,25 MM (0... | 100 905720650 ANGLE,STRUCTURAL,25 MM (0.9843 IN),6 M,3 | 200 | ALLRFPs\Saudi Energy\SEC RFP - C001607388\downloaded-rfp\SEC RFP - C001607388.xls
Saudi Energy | SEC RFP - C001620627 | 909300046 | 10 909300046 KIT,STRESS CONE REPLACEME... | 10 909300046 KIT,STRESS CONE REPLACEMENT, TERMINATION | 27 | ALLRFPs\Saudi Energy\SEC RFP - C001620627\downloaded-rfp\SEC RFP - C001620627.xls
Saudi Energy | SEC RFP - C001622685 | 905784769 | 10 905784769 O-RING,289.5 MM ID,306.3 ... | 10 905784769 O-RING,289.5 MM ID,306.3 MM OD,8.4 MM WD | 21 | ALLRFPs\Saudi Energy\SEC RFP - C001622685\downloaded-rfp\SEC RFP - C001622685.xls
Saudi Energy | SEC RFP - C001622685 | 905756897 | 20 905756897 O-RING,25.7 MM ID,32.7 MM... | 20 905756897 O-RING,25.7 MM ID,32.7 MM OD,3.5 MM WD,F | 9 | ALLRFPs\Saudi Energy\SEC RFP - C001622685\downloaded-rfp\SEC RFP - C001622685.xls
Saudi Energy | SEC RFP - C001622685 | 905787555 | 30 905787555 GASKET,PNEUMATIC CONTROL ... | 30 905787555 GASKET,PNEUMATIC CONTROL VALVE,SPIRAL WO | 1 | ALLRFPs\Saudi Energy\SEC RFP - C001622685\downloaded-rfp\SEC RFP - C001622685.xls
Saudi Energy | SEC RFP - C001622685 | 905756058 | 40 905756058 SLEEVE,BEARING, PUMP,2.75... | 40 905756058 SLEEVE,BEARING, PUMP,2.75 IN ID X 3.307 | 2 | ALLRFPs\Saudi Energy\SEC RFP - C001622685\downloaded-rfp\SEC RFP - C001622685.xls
Saudi Energy | SEC RFP - C001622685 | 902503372 | 50 902503372 TRAP:LIQUID,1/2 IN FNPT,3... | 50 902503372 TRAP:LIQUID,1/2 IN FNPT,300 PSI MAX,STL | 4 | ALLRFPs\Saudi Energy\SEC RFP - C001622685\downloaded-rfp\SEC RFP - C001622685.xls
Saudi Energy | SEC RFP - C001622685 | 901366101 | 60 901366101 PACKING,BULK NOUN:PURE GR... | 60 901366101 PACKING,BULK NOUN:PURE GRAPHITE AND FILA | 80 | ALLRFPs\Saudi Energy\SEC RFP - C001622685\downloaded-rfp\SEC RFP - C001622685.xls
Saudi Energy | SEC RFP - C001622685 | 905753667 | 70 905753667 BLOCK,VALVE,31/32 IN WD X... | 70 905753667 BLOCK,VALVE,31/32 IN WD X 4-5/16 IN LG X | 3 | ALLRFPs\Saudi Energy\SEC RFP - C001622685\downloaded-rfp\SEC RFP - C001622685.xls
Saudi Energy | SEC RFP - C001622685 | 905780229 | 80 905780229 TRANSDUCER:POSITION,7.07 ... | 80 905780229 TRANSDUCER:POSITION,7.07 VRMS, 20 VP-P I | 12 | ALLRFPs\Saudi Energy\SEC RFP - C001622685\downloaded-rfp\SEC RFP - C001622685.xls
Saudi Energy | SEC RFP - C001622685 | 901106605 | 90 901106605 HEAT EX,FLUID COOLED,#F30... | 90 901106605 HEAT EX,FLUID COOLED,#F301939703951A | 3 | ALLRFPs\Saudi Energy\SEC RFP - C001622685\downloaded-rfp\SEC RFP - C001622685.xls
Saudi Energy | SEC RFP - C001622685 | 905922826 | 100 905922826 GASKET,TURBINE,NON SPIRAL... | 100 905922826 GASKET,TURBINE,NON SPIRAL,ROUND,122.3 MM | 8 | ALLRFPs\Saudi Energy\SEC RFP - C001622685\downloaded-rfp\SEC RFP - C001622685.xls
Saudi Energy | SEC RFP - C001622685 | 905757300 | 110 905757300 RING,BACK-UP,91.5 MM ID X... | 110 905757300 RING,BACK-UP,91.5 MM ID X 98 MM OD X 0.8 | 4 | ALLRFPs\Saudi Energy\SEC RFP - C001622685\downloaded-rfp\SEC RFP - C001622685.xls
Saudi Energy | SEC RFP - C001622685 | 905758316 | 120 905758316 SEAL,MECHANICAL,CARTRIDGE... | 120 905758316 SEAL,MECHANICAL,CARTRIDGE,SINGLE INSIDE | 6 | ALLRFPs\Saudi Energy\SEC RFP - C001622685\downloaded-rfp\SEC RFP - C001622685.xls
Saudi Energy | SEC RFP - C001622685 | 905760196 | 130 905760196 GASKET,EXCITER,NON SPIRAL... | 130 905760196 GASKET,EXCITER,NON SPIRAL,RECTANGULAR,(1 | 5 | ALLRFPs\Saudi Energy\SEC RFP - C001622685\downloaded-rfp\SEC RFP - C001622685.xls
Saudi Energy | SEC RFP - C001622685 | 905760197 | 140 905760197 GASKET,EXCITER,NON SPIRAL... | 140 905760197 GASKET,EXCITER,NON SPIRAL,RECTANGULAR,(2 | 3 | ALLRFPs\Saudi Energy\SEC RFP - C001622685\downloaded-rfp\SEC RFP - C001622685.xls
Saudi Energy | SEC RFP - C001622685 | 905897970 | 150 905897970 GASKET,MANHOLE INSPECTION... | 150 905897970 GASKET,MANHOLE INSPECTION COVER,SQUARE,4 | 48 | ALLRFPs\Saudi Energy\SEC RFP - C001622685\downloaded-rfp\SEC RFP - C001622685.xls
Saudi Energy | SEC RFP - C001622685 | 905760623 | 160 905760623 SPRING,COMP,STL SUS316,#T... | 160 905760623 SPRING,COMP,STL SUS316,#TY903537ITEM33 | 10 | ALLRFPs\Saudi Energy\SEC RFP - C001622685\downloaded-rfp\SEC RFP - C001622685.xls
Saudi Energy | SEC RFP - C001622685 | 905770276 | 170 905770276 GLASS,SIGHT,CENTRIFUGAL P... | 170 905770276 GLASS,SIGHT,CENTRIFUGAL PUMP,30.5 MM DIA | 1 | ALLRFPs\Saudi Energy\SEC RFP - C001622685\downloaded-rfp\SEC RFP - C001622685.xls
Saudi Energy | SEC RFP - C001622685 | 905761131 | 180 905761131 SENSOR,PRESSURE,IEC | 180 905761131 SENSOR,PRESSURE,IEC | 10 | ALLRFPs\Saudi Energy\SEC RFP - C001622685\downloaded-rfp\SEC RFP - C001622685.xls
Saudi Energy | SEC RFP - C001622685 | 905752275 | 190 905752275 SLEEVE,SHAFT, PUMP,113 MM... | 190 905752275 SLEEVE,SHAFT, PUMP,113 MM ID X 127 MM OD | 2 | ALLRFPs\Saudi Energy\SEC RFP - C001622685\downloaded-rfp\SEC RFP - C001622685.xls
Saudi Energy | SEC RFP - C001622685 | 905788305 | 200 905788305 CONTROLLER:PHYSICAL PROPE... | 200 905788305 CONTROLLER:PHYSICAL PROPERTIES,TEMPERATU | 4 | ALLRFPs\Saudi Energy\SEC RFP - C001622685\downloaded-rfp\SEC RFP - C001622685.xls
Saudi Energy | SEC RFP - C001622685 | 901104173 | 210 901104173 FILTER,WATER,#45002045 | 210 901104173 FILTER,WATER,#45002045 | 2 | ALLRFPs\Saudi Energy\SEC RFP - C001622685\downloaded-rfp\SEC RFP - C001622685.xls
Saudi Energy | SEC RFP - C001622756 | 903403207 | 10 903403207 TERMINATION KIT:CABLE,HEA... | 10 903403207 TERMINATION KIT:CABLE,HEAT SHRINK,INDOOR | 35 | ALLRFPs\Saudi Energy\SEC RFP - C001622756\downloaded-rfp\SEC RFP - C001622756.xls
Saudi Energy | SEC RFP - C001622756 | 916330730 | 20 916330730 TERMINATION KIT:CABLE,OUT... | 20 916330730 TERMINATION KIT:CABLE,OUTDOOR, SEALING E | 9 | ALLRFPs\Saudi Energy\SEC RFP - C001622756\downloaded-rfp\SEC RFP - C001622756.xls
Saudi Energy | SEC RFP - C001622756 | 903432689 | 30 903432689 TERMINATION KIT:CABLE,PRE... | 30 903432689 TERMINATION KIT:CABLE,PREMOLD,PLUG IN, S | 9 | ALLRFPs\Saudi Energy\SEC RFP - C001622756\downloaded-rfp\SEC RFP - C001622756.xls
Saudi Energy | SEC RFP - C001624126 | 905764200 | 10 905764200 HOLDER,ELECTRICAL BRUSH,S... | 10 905764200 HOLDER,ELECTRICAL BRUSH,SHAFT GROUNDING | 3 | ALLRFPs\Saudi Energy\SEC RFP - C001624126\downloaded-rfp\SEC RFP - C001624126.xls
Saudi Energy | SEC RFP - C001624126 | 901301113 | 20 901301113 SHAFT,PUMP,215 MM X 2553 ... | 20 901301113 SHAFT,PUMP,215 MM X 2553 MM,STL,AISI 316 | 1 | ALLRFPs\Saudi Energy\SEC RFP - C001624126\downloaded-rfp\SEC RFP - C001624126.xls
Saudi Energy | SEC RFP - C001624126 | 901321402 | 30 901321402 SHAFT,PUMP,20 MM DIA X 2 ... | 30 901321402 SHAFT,PUMP,20 MM DIA X 2 M AND 592 MM LG | 1 | ALLRFPs\Saudi Energy\SEC RFP - C001624126\downloaded-rfp\SEC RFP - C001624126.xls
Saudi Energy | SEC RFP - C001624126 | 905790968 | 40 905790968 BREAKER,CRCT,VAC,15K KV,A... | 40 905790968 BREAKER,CRCT,VAC,15K KV,ABS P,2.86 KA,#8 | 2 | ALLRFPs\Saudi Energy\SEC RFP - C001624126\downloaded-rfp\SEC RFP - C001624126.xls
Saudi Energy | SEC RFP - C001624126 | 905790969 | 50 905790969 BREAKER,CRCT,VAC,15K KV,A... | 50 905790969 BREAKER,CRCT,VAC,15K KV,ABS P,1.9 KA,#86 | 4 | ALLRFPs\Saudi Energy\SEC RFP - C001624126\downloaded-rfp\SEC RFP - C001624126.xls
Saudi Energy | SEC RFP - C001624126 | 905790970 | 60 905790970 BREAKER,CRCT,VAC,4.76 KV,... | 60 905790970 BREAKER,CRCT,VAC,4.76 KV,1140 A,#86G3971 | 2 | ALLRFPs\Saudi Energy\SEC RFP - C001624126\downloaded-rfp\SEC RFP - C001624126.xls
Saudi Energy | SEC RFP - C001624126 | 905789024 | 70 905789024 REGULATOR,V,ABS P,60HZ FR... | 70 905789024 REGULATOR,V,ABS P,60HZ FREQ,#033221F | 1 | ALLRFPs\Saudi Energy\SEC RFP - C001624126\downloaded-rfp\SEC RFP - C001624126.xls
Saudi Energy | SEC RFP - C001624126 | 901322054 | 80 901322054 PLUG,TURBINE BFP,290 MM,S... | 80 901322054 PLUG,TURBINE BFP,290 MM,STL,N26-G10-8000 | 2 | ALLRFPs\Saudi Energy\SEC RFP - C001624126\downloaded-rfp\SEC RFP - C001624126.xls
Saudi Energy | SEC RFP - C001624126 | 905788244 | 90 905788244 ASSEMBLY,TORQUE SWITCH, V... | 90 905788244 ASSEMBLY,TORQUE SWITCH, VALVE ACTUATOR,L | 3 | ALLRFPs\Saudi Energy\SEC RFP - C001624126\downloaded-rfp\SEC RFP - C001624126.xls
Saudi Energy | SEC RFP - C001624126 | 901366045 | 100 901366045 PLUG,BULK NOUN:FLANGED.,3... | 100 901366045 PLUG,BULK NOUN:FLANGED.,316 STAINLESS ST | 1 | ALLRFPs\Saudi Energy\SEC RFP - C001624126\downloaded-rfp\SEC RFP - C001624126.xls
Saudi Energy | SEC RFP - C001624126 | 905788542 | 110 905788542 ASSEMBLY,GL SWITCH,ANSI | 110 905788542 ASSEMBLY,GL SWITCH,ANSI | 3 | ALLRFPs\Saudi Energy\SEC RFP - C001624126\downloaded-rfp\SEC RFP - C001624126.xls
Saudi Energy | SEC RFP - C001624126 | 901304154 | 120 901304154 CIRCUIT:CONTROL,RELAY,ELE... | 120 901304154 CIRCUIT:CONTROL,RELAY,ELECTRIC SPARK | 2 | ALLRFPs\Saudi Energy\SEC RFP - C001624126\downloaded-rfp\SEC RFP - C001624126.xls
Saudi Energy | SEC RFP - C001624126 | 905784624 | 130 905784624 CORD,COMM,SOOT BLOWER,73.... | 130 905784624 CORD,COMM,SOOT BLOWER,73.5 FT LG,#341590 | 3 | ALLRFPs\Saudi Energy\SEC RFP - C001624126\downloaded-rfp\SEC RFP - C001624126.xls
Saudi Energy | SEC RFP - C001624126 | 902207466 | 140 902207466 SHAFT,PUMP,35 MM ID X (80... | 140 902207466 SHAFT,PUMP,35 MM ID X (80 MM X 100 MM X | 1 | ALLRFPs\Saudi Energy\SEC RFP - C001624126\downloaded-rfp\SEC RFP - C001624126.xls
Saudi Energy | SEC RFP - C001624126 | 901325613 | 150 901325613 BASKET,STRAINER,316 SSTL,... | 150 901325613 BASKET,STRAINER,316 SSTL,#PBM0402MS25221 | 2 | ALLRFPs\Saudi Energy\SEC RFP - C001624126\downloaded-rfp\SEC RFP - C001624126.xls
Saudi Energy | SEC RFP - C001624126 | 905753408 | 160 905753408 WASHER,LOCK,STL,39 MM ID,... | 160 905753408 WASHER,LOCK,STL,39 MM ID,1.5 MM TH | 60 | ALLRFPs\Saudi Energy\SEC RFP - C001624126\downloaded-rfp\SEC RFP - C001624126.xls
Saudi Energy | SEC RFP - C001624126 | 905781111 | 170 905781111 BRACKET,UNIVERSAL MOUNTIN... | 170 905781111 BRACKET,UNIVERSAL MOUNTING,POSITIONER,15 | 8 | ALLRFPs\Saudi Energy\SEC RFP - C001624126\downloaded-rfp\SEC RFP - C001624126.xls
Saudi Energy | SEC RFP - C001624126 | 905770342 | 180 905770342 NUT,LOCK,STL,3/8 IN DIA,1... | 180 905770342 NUT,LOCK,STL,3/8 IN DIA,16 UNC,FLG LK,#Z | 150 | ALLRFPs\Saudi Energy\SEC RFP - C001624126\downloaded-rfp\SEC RFP - C001624126.xls
Saudi Energy | SEC RFP - C001624126 | 905756283 | 190 905756283 GASKET SET,STEAM AIR HEAT... | 190 905756283 GASKET SET,STEAM AIR HEATER,860 MM WD X | 2 | ALLRFPs\Saudi Energy\SEC RFP - C001624126\downloaded-rfp\SEC RFP - C001624126.xls
Saudi Energy | SEC RFP - C001624126 | 905780229 | 200 905780229 TRANSDUCER:POSITION,7.07 ... | 200 905780229 TRANSDUCER:POSITION,7.07 VRMS, 20 VP-P I | 20 | ALLRFPs\Saudi Energy\SEC RFP - C001624126\downloaded-rfp\SEC RFP - C001624126.xls
Saudi Energy | SEC RFP - C001624126 | 905780230 | 210 905780230 TRANSDUCER:POSITION,7.07 ... | 210 905780230 TRANSDUCER:POSITION,7.07 VRMS, 20 VP-P I | 8 | ALLRFPs\Saudi Energy\SEC RFP - C001624126\downloaded-rfp\SEC RFP - C001624126.xls
Saudi Energy | SEC RFP - C001627041 | 905727977 | 10 905727977 ADAPTER,CABLE, SPLICE,35 ... | 10 905727977 ADAPTER,CABLE, SPLICE,35 KV 600 A,1.485 | 25 | ALLRFPs\Saudi Energy\SEC RFP - C001627041\downloaded-rfp\SEC RFP - C001627041.xls
Saudi Energy | SEC RFP - C001627041 | 905897605 | 20 905897605 SPLICE KIT:CABLE,HEAT SHR... | 20 905897605 SPLICE KIT:CABLE,HEAT SHRINK ,STRAIGHT , | 17 | ALLRFPs\Saudi Energy\SEC RFP - C001627041\downloaded-rfp\SEC RFP - C001627041.xls
Saudi Energy | SEC RFP - C001627041 | 907004000 | 30 907004000 SPLICE KIT:CABLE,HEAT SHR... | 30 907004000 SPLICE KIT:CABLE,HEAT SHRINK,STRAIGHT,36 | 600 | ALLRFPs\Saudi Energy\SEC RFP - C001627041\downloaded-rfp\SEC RFP - C001627041.xls
Saudi Energy | SEC RFP - C001627041 | 905902023 | 40 905902023 TERMINATION KIT:CABLE,HEA... | 40 905902023 TERMINATION KIT:CABLE,HEATSHRINK,O/D, ST | 540 | ALLRFPs\Saudi Energy\SEC RFP - C001627041\downloaded-rfp\SEC RFP - C001627041.xls
Saudi Energy | SEC RFP - C001630570 | 904205270 | 10 904205270 CONDUCTOR:ELECTRICAL,ALUM... | 10 904205270 CONDUCTOR:ELECTRICAL,ALUMINIUM ALLOY,500 | 122,000 | ALLRFPs\Saudi Energy\SEC RFP - C001630570\downloaded-rfp\SEC RFP - C001630570.xls
Saudi Energy | SEC RFP - C001633715 | 905775556 | 10 905775556 CABLE,ELEC,CU,XLPE,300SQM... | 10 905775556 CABLE,ELEC,CU,XLPE,300SQMM,1,#ENH126K126 | 1,000 | ALLRFPs\Saudi Energy\SEC RFP - C001633715\downloaded-rfp\SEC RFP - C001633715.xls
Saudi Energy | SEC RFP - C001634318 | 908202119 | 10 908202119 TAG,POLE NUMBERING,LTR"B"... | 10 908202119 TAG,POLE NUMBERING,LTR"B",AL,20X1X47MM | 6,565,000 | ALLRFPs\Saudi Energy\SEC RFP - C001634318\downloaded-rfp\SEC RFP - C001634318.xls
Saudi Energy | SEC RFP - C001634318 | 908202193 | 20 908202193 GUARD,GUY,PVC-YELLOW,51MM... | 20 908202193 GUARD,GUY,PVC-YELLOW,51MMWDX2440MMLG | 293,000 | ALLRFPs\Saudi Energy\SEC RFP - C001634318\downloaded-rfp\SEC RFP - C001634318.xls
Saudi Energy | SEC RFP - C001634318 | 908202281 | 30 908202281 BOLT,MACH,GS,20MM DIA,70M... | 30 908202281 BOLT,MACH,GS,20MM DIA,70MM LG,HEX | 12,500 | ALLRFPs\Saudi Energy\SEC RFP - C001634318\downloaded-rfp\SEC RFP - C001634318.xls
Saudi Energy | SEC RFP - C001634318 | 908202176 | 40 908202176 TAG,EQUIP NUMBERING,LTR"T... | 40 908202176 TAG,EQUIP NUMBERING,LTR"T",AL,63X1X95 | 50,000 | ALLRFPs\Saudi Energy\SEC RFP - C001634318\downloaded-rfp\SEC RFP - C001634318.xls
Saudi Energy | SEC RFP - C001634318 | 908202245 | 50 908202245 BAND,POLE,CP,100WDX12THK,... | 50 908202245 BAND,POLE,CP,100WDX12THK,300MMDIA,HDGS | 6,500 | ALLRFPs\Saudi Energy\SEC RFP - C001634318\downloaded-rfp\SEC RFP - C001634318.xls
Saudi Energy | SEC RFP - C001634318 | 908202116 | 60 908202116 TAG,POLE NUMBERING,DASH "... | 60 908202116 TAG,POLE NUMBERING,DASH "-",AL,20X1X47MM | 3,780,000 | ALLRFPs\Saudi Energy\SEC RFP - C001634318\downloaded-rfp\SEC RFP - C001634318.xls
Saudi Energy | SEC RFP - C001635260 | 905850342 | 10 905850342 CABLE,ELEC,CU,XLPE,300SQM... | 10 905850342 CABLE,ELEC,CU,XLPE,300SQMM,3C | 500 | ALLRFPs\Saudi Energy\SEC RFP - C001635260\downloaded-rfp\SEC RFP - C001635260.xls
Saudi Energy | SEC RFP - C001638366 | 905701932 | 10 905701932 GRIP,GUY WIRE,GSTL,3/8 IN... | 10 905701932 GRIP,GUY WIRE,GSTL,3/8 IN X 27 IN LG,#38 | 200 | ALLRFPs\Saudi Energy\SEC RFP - C001638366\downloaded-rfp\SEC RFP - C001638366.xls
Saudi Energy | SEC RFP - C001640433 | 905760208 | 10 905760208 SEAL,OIL,EXCITER | 10 905760208 SEAL,OIL,EXCITER | 3 | ALLRFPs\Saudi Energy\SEC RFP - C001640433\downloaded-rfp\SEC RFP - C001640433.xls
Saudi Energy | SEC RFP - C001640433 | 905760243 | 20 905760243 CATCHER,OIL,2 FT OD,6 IN ... | 20 905760243 CATCHER,OIL,2 FT OD,6 IN LG,#AAA31325004 | 8 | ALLRFPs\Saudi Energy\SEC RFP - C001640433\downloaded-rfp\SEC RFP - C001640433.xls
Saudi Energy | SEC RFP - C001640433 | 905760244 | 30 905760244 CATCHER,OIL,700 MM OD,95 ... | 30 905760244 CATCHER,OIL,700 MM OD,95 MM LG,#AAA31325 | 8 | ALLRFPs\Saudi Energy\SEC RFP - C001640433\downloaded-rfp\SEC RFP - C001640433.xls
Saudi Energy | SEC RFP - C001640433 | 905761610 | 40 905761610 SEAL,OIL,HANDWHEEL,36.5 M... | 40 905761610 SEAL,OIL,HANDWHEEL,36.5 MM ID,52.48 MM O | 11 | ALLRFPs\Saudi Energy\SEC RFP - C001640433\downloaded-rfp\SEC RFP - C001640433.xls
Saudi Energy | SEC RFP - C001640433 | 905765508 | 50 905765508 SEAL,STRIP,45.7 MM WD X 9... | 50 905765508 SEAL,STRIP,45.7 MM WD X 967 MM LG X 5.6 | 4 | ALLRFPs\Saudi Energy\SEC RFP - C001640433\downloaded-rfp\SEC RFP - C001640433.xls
Saudi Energy | SEC RFP - C001640433 | 905765509 | 60 905765509 SEAL,GENERATOR COOLER,45 ... | 60 905765509 SEAL,GENERATOR COOLER,45 MM WD X 4 M AND | 4 | ALLRFPs\Saudi Energy\SEC RFP - C001640433\downloaded-rfp\SEC RFP - C001640433.xls
Saudi Energy | SEC RFP - C001640433 | 905770418 | 70 905770418 SEAL,BRUSHLESS EXCITER,11... | 70 905770418 SEAL,BRUSHLESS EXCITER,112 MM ID X 154 M | 4 | ALLRFPs\Saudi Energy\SEC RFP - C001640433\downloaded-rfp\SEC RFP - C001640433.xls
Saudi Energy | SEC RFP - C001640433 | 905783692 | 80 905783692 SEAL,LABYRINTH,190 MM HOU... | 80 905783692 SEAL,LABYRINTH,190 MM HOUSING BORE,160 M | 12 | ALLRFPs\Saudi Energy\SEC RFP - C001640433\downloaded-rfp\SEC RFP - C001640433.xls
Saudi Energy | SEC RFP - C001640433 | 905788860 | 90 905788860 BAR,HYDROGEN GENERATOR,50... | 90 905788860 BAR,HYDROGEN GENERATOR,50 MM WD X 200 MM | 2 | ALLRFPs\Saudi Energy\SEC RFP - C001640433\downloaded-rfp\SEC RFP - C001640433.xls
Saudi Energy | SEC RFP - C001640433 | 905830033 | 100 905830033 NIPPLE:LUBRICATING,CONICA... | 100 905830033 NIPPLE:LUBRICATING,CONICAL,OIL,6 MM ID X | 6 | ALLRFPs\Saudi Energy\SEC RFP - C001640433\downloaded-rfp\SEC RFP - C001640433.xls
Saudi Energy | SEC RFP - C001640433 | 905830090 | 110 905830090 SEAL,BRACKET,497 MM ID X ... | 110 905830090 SEAL,BRACKET,497 MM ID X 597 MM OD X 52 | 3 | ALLRFPs\Saudi Energy\SEC RFP - C001640433\downloaded-rfp\SEC RFP - C001640433.xls
Saudi Energy | SEC RFP - C001640433 | 905934855 | 120 905934855 SEAL,OIL,BEARING,301 MM I... | 120 905934855 SEAL,OIL,BEARING,301 MM ID,410 MM OD,71. | 11 | ALLRFPs\Saudi Energy\SEC RFP - C001640433\downloaded-rfp\SEC RFP - C001640433.xls
Saudi Energy | SEC RFP - C001640433 | 905770264 | 130 905770264 SLEEVE,PUMP,50 MM ID X 60... | 130 905770264 SLEEVE,PUMP,50 MM ID X 60 MM OD X 30 MM | 5 | ALLRFPs\Saudi Energy\SEC RFP - C001640433\downloaded-rfp\SEC RFP - C001640433.xls
Saudi Energy | SEC RFP - C001640433 | 905934877 | 140 905934877 SLEEVE,SHAFT, PUMP,160 MM... | 140 905934877 SLEEVE,SHAFT, PUMP,160 MM ID X 190 MM OD | 18 | ALLRFPs\Saudi Energy\SEC RFP - C001640433\downloaded-rfp\SEC RFP - C001640433.xls
Saudi Energy | SEC RFP - C001640433 | 905758739 | 150 905758739 SCREW,CAP,CHROMIUM MOLYBD... | 150 905758739 SCREW,CAP,CHROMIUM MOLYBDENUM STL,#14151 | 80 | ALLRFPs\Saudi Energy\SEC RFP - C001640433\downloaded-rfp\SEC RFP - C001640433.xls
Saudi Energy | SEC RFP - C001640433 | 901366112 | 160 901366112 NOZZLE,BULK NOUN:BOLITNG,... | 160 901366112 NOZZLE,BULK NOUN:BOLITNG,ALLOY STEEL,HP | 20 | ALLRFPs\Saudi Energy\SEC RFP - C001640433\downloaded-rfp\SEC RFP - C001640433.xls
Saudi Energy | SEC RFP - C001640433 | 901325613 | 170 901325613 BASKET,STRAINER,316 SSTL,... | 170 901325613 BASKET,STRAINER,316 SSTL,#PBM0402MS25221 | 2 | ALLRFPs\Saudi Energy\SEC RFP - C001640433\downloaded-rfp\SEC RFP - C001640433.xls
Saudi Energy | SEC RFP - C001640433 | 905770342 | 180 905770342 NUT,LOCK,STL,3/8 IN DIA,1... | 180 905770342 NUT,LOCK,STL,3/8 IN DIA,16 UNC,FLG LK,#Z | 150 | ALLRFPs\Saudi Energy\SEC RFP - C001640433\downloaded-rfp\SEC RFP - C001640433.xls
Saudi Energy | SEC RFP - C001640433 | 905756283 | 190 905756283 GASKET SET,STEAM AIR HEAT... | 190 905756283 GASKET SET,STEAM AIR HEATER,860 MM WD X | 2 | ALLRFPs\Saudi Energy\SEC RFP - C001640433\downloaded-rfp\SEC RFP - C001640433.xls
Saudi Energy | SEC RFP - C001640433 | 905784233 | 200 905784233 DISC,AIR DRYER,36 MM ID X... | 200 905784233 DISC,AIR DRYER,36 MM ID X 78 MM OD X 3 M | 4 | ALLRFPs\Saudi Energy\SEC RFP - C001640433\downloaded-rfp\SEC RFP - C001640433.xls
Saudi Energy | SEC RFP - C001640433 | 901366220 | 210 901366220 DIAPHRAGM,BULK NOUN:NEOPR... | 210 901366220 DIAPHRAGM,BULK NOUN:NEOPRENE,VALVE SIZE | 2 | ALLRFPs\Saudi Energy\SEC RFP - C001640433\downloaded-rfp\SEC RFP - C001640433.xls
Saudi Energy | SEC RFP - C001640433 | 905765289 | 220 905765289 INSERT,COUPLING,BOILER FE... | 220 905765289 INSERT,COUPLING,BOILER FEED PUMP,22.5 MM | 100 | ALLRFPs\Saudi Energy\SEC RFP - C001640433\downloaded-rfp\SEC RFP - C001640433.xls
Saudi Energy | SEC RFP - C001640433 | 905788783 | 230 905788783 GASKET,STEAM TURBINE,NON ... | 230 905788783 GASKET,STEAM TURBINE,NON SPIRAL,ROUND,71 | 4 | ALLRFPs\Saudi Energy\SEC RFP - C001640433\downloaded-rfp\SEC RFP - C001640433.xls
Saudi Energy | SEC RFP - C001640433 | 905753667 | 240 905753667 BLOCK,VALVE,31/32 IN WD X... | 240 905753667 BLOCK,VALVE,31/32 IN WD X 4-5/16 IN LG X | 3 | ALLRFPs\Saudi Energy\SEC RFP - C001640433\downloaded-rfp\SEC RFP - C001640433.xls
Saudi Energy | SEC RFP - C001640433 | 901106605 | 250 901106605 HEAT EX,FLUID COOLED,#F30... | 250 901106605 HEAT EX,FLUID COOLED,#F301939703951A | 3 | ALLRFPs\Saudi Energy\SEC RFP - C001640433\downloaded-rfp\SEC RFP - C001640433.xls
Saudi Energy | SEC RFP - C001640433 | 905760196 | 260 905760196 GASKET,EXCITER,NON SPIRAL... | 260 905760196 GASKET,EXCITER,NON SPIRAL,RECTANGULAR,(1 | 5 | ALLRFPs\Saudi Energy\SEC RFP - C001640433\downloaded-rfp\SEC RFP - C001640433.xls
Saudi Energy | SEC RFP - C001640433 | 905760197 | 270 905760197 GASKET,EXCITER,NON SPIRAL... | 270 905760197 GASKET,EXCITER,NON SPIRAL,RECTANGULAR,(2 | 3 | ALLRFPs\Saudi Energy\SEC RFP - C001640433\downloaded-rfp\SEC RFP - C001640433.xls
Saudi Energy | SEC RFP - C001640433 | 905897970 | 280 905897970 GASKET,MANHOLE INSPECTION... | 280 905897970 GASKET,MANHOLE INSPECTION COVER,SQUARE,4 | 48 | ALLRFPs\Saudi Energy\SEC RFP - C001640433\downloaded-rfp\SEC RFP - C001640433.xls
Saudi Energy | SEC RFP - C001640862 | 909110382 | 10 909110382 CONDUCTOR,ELECTRICAL:PENG... | 10 909110382 CONDUCTOR,ELECTRICAL:PENGUIN,ACSR/AW,120 | 1,500 | ALLRFPs\Saudi Energy\SEC RFP - C001640862\downloaded-rfp\SEC RFP - C001640862.xls
Saudi Energy | SEC RFP - C001640862 | 905704079 | 20 905704079 CONN,ELEC,SLV,NO TENSION,... | 20 905704079 CONN,ELEC,SLV,NO TENSION,AA BODY,#YS28AT | 13 | ALLRFPs\Saudi Energy\SEC RFP - C001640862\downloaded-rfp\SEC RFP - C001640862.xls
Saudi Energy | SEC RFP - C001640862 | 905727950 | 30 905727950 CONN,ELEC,TERM,STR CU,4/0... | 30 905727950 CONN,ELEC,TERM,STR CU,4/0 AWG CNDCTR,#LC | 285 | ALLRFPs\Saudi Energy\SEC RFP - C001640862\downloaded-rfp\SEC RFP - C001640862.xls
Saudi Energy | SEC RFP - C001640925 | 909110393 | 10 909110393 CABLE,ELEC,CU,XLPE,120SQM... | 10 909110393 CABLE,ELEC,CU,XLPE,120SQMM,ABS,19 STRAND | 1,500 | ALLRFPs\Saudi Energy\SEC RFP - C001640925\downloaded-rfp\SEC RFP - C001640925.xls
Saudi Energy | SEC RFP - C001640925 | 905629647 | 20 905629647 CABLE,ELEC,CU,XLPE,240/12... | 20 905629647 CABLE,ELEC,CU,XLPE,240/120 SQMM,4C,#ENHB | 1,500 | ALLRFPs\Saudi Energy\SEC RFP - C001640925\downloaded-rfp\SEC RFP - C001640925.xls
Saudi Energy | SEC RFP - C001647202 | 905702004 | 10 905702004 WIRE,ELEC,CU CNDCTR,450/7... | 10 905702004 WIRE,ELEC,CU CNDCTR,450/750 V,25 SQMM | 12,000 | ALLRFPs\Saudi Energy\SEC RFP - C001647202\downloaded-rfp\SEC RFP - C001647202.xls
Saudi Energy | SEC RFP - C001647963 | 902008381 | 10 902008381 CABLE:IGNITION,(2 MM X 10... | 10 902008381 CABLE:IGNITION,(2 MM X 10 MM) DIA X 3 M | 3 | ALLRFPs\Saudi Energy\SEC RFP - C001647963\downloaded-rfp\SEC RFP - C001647963.xls
Saudi Energy | SEC RFP - C001659822 | 908202012 | 10 908202012 BOLT,MACH,GS,20MM DIA,60M... | 10 908202012 BOLT,MACH,GS,20MM DIA,60MM LG,HEX | 2,314,619 | ALLRFPs\Saudi Energy\SEC RFP - C001659822\downloaded-rfp\SEC RFP - C001659822.xls
Saudi Energy | SEC RFP - C001659822 | 908202014 | 20 908202014 BOLT,MACH,GS,20MM DIA,225... | 20 908202014 BOLT,MACH,GS,20MM DIA,225MM LG,HEX | 949,496 | ALLRFPs\Saudi Energy\SEC RFP - C001659822\downloaded-rfp\SEC RFP - C001659822.xls
Saudi Energy | SEC RFP - C001659822 | 908202015 | 30 908202015 BOLT,MACH,GS,20MM DIA,265... | 30 908202015 BOLT,MACH,GS,20MM DIA,265MM LG,HEX HD | 193,439 | ALLRFPs\Saudi Energy\SEC RFP - C001659822\downloaded-rfp\SEC RFP - C001659822.xls
Saudi Energy | SEC RFP - C001659822 | 908202019 | 40 908202019 BOLT,MACH,GS,20MM DIA,310... | 40 908202019 BOLT,MACH,GS,20MM DIA,310MM LG,HEX | 149,447 | ALLRFPs\Saudi Energy\SEC RFP - C001659822\downloaded-rfp\SEC RFP - C001659822.xls
Saudi Energy | SEC RFP - C001659822 | 908202020 | 50 908202020 BOLT,MACH,GS,20MM DIA,325... | 50 908202020 BOLT,MACH,GS,20MM DIA,325MM LG,HEX | 88,670 | ALLRFPs\Saudi Energy\SEC RFP - C001659822\downloaded-rfp\SEC RFP - C001659822.xls
Saudi Energy | SEC RFP - C001659822 | 908202023 | 60 908202023 BOLT,MACH,GS,20MM DIA,365... | 60 908202023 BOLT,MACH,GS,20MM DIA,365MM LG,HEX | 119,433 | ALLRFPs\Saudi Energy\SEC RFP - C001659822\downloaded-rfp\SEC RFP - C001659822.xls
Saudi Energy | SEC RFP - C001659822 | 908202024 | 70 908202024 BOLT,MACH,GS,20MM DIA,380... | 70 908202024 BOLT,MACH,GS,20MM DIA,380MM LG,HEX | 118,770 | ALLRFPs\Saudi Energy\SEC RFP - C001659822\downloaded-rfp\SEC RFP - C001659822.xls
Saudi Energy | SEC RFP - C001659822 | 908202026 | 80 908202026 BRACKET,PHASE PLATE MTG,G... | 80 908202026 BRACKET,PHASE PLATE MTG,GS,40X20X30MM | 279,439 | ALLRFPs\Saudi Energy\SEC RFP - C001659822\downloaded-rfp\SEC RFP - C001659822.xls
Saudi Energy | SEC RFP - C001659822 | 908202027 | 90 908202027 BUCKLE,STRAP,CRIMP,SSTL,2... | 90 908202027 BUCKLE,STRAP,CRIMP,SSTL,20MM WD | 1,846,367 | ALLRFPs\Saudi Energy\SEC RFP - C001659822\downloaded-rfp\SEC RFP - C001659822.xls
Saudi Energy | SEC RFP - C001659822 | 908202033 | 100 908202033 SLEEVE,STRAPPING BAND,PVC... | 100 908202033 SLEEVE,STRAPPING BAND,PVC,24X4.6MM | 15,785 | ALLRFPs\Saudi Energy\SEC RFP - C001659822\downloaded-rfp\SEC RFP - C001659822.xls
Saudi Energy | SEC RFP - C001659822 | 908202034 | 110 908202034 CONNECTOR,TERM,PLUG,AL,17... | 110 908202034 CONNECTOR,TERM,PLUG,AL,170.5SQMM ACSR/AW | 51,461 | ALLRFPs\Saudi Energy\SEC RFP - C001659822\downloaded-rfp\SEC RFP - C001659822.xls
Saudi Energy | SEC RFP - C001659822 | 908202035 | 120 908202035 CONNECTOR,TERM,PLUG,AL,67... | 120 908202035 CONNECTOR,TERM,PLUG,AL,67.44SQMM ACSR/AW | 123,664 | ALLRFPs\Saudi Energy\SEC RFP - C001659822\downloaded-rfp\SEC RFP - C001659822.xls
Saudi Energy | SEC RFP - C001659822 | 908202036 | 130 908202036 NUT,EYE,GS,16MM BLT SZ,40... | 130 908202036 NUT,EYE,GS,16MM BLT SZ,40MMWD X 50MM LG | 151,892 | ALLRFPs\Saudi Energy\SEC RFP - C001659822\downloaded-rfp\SEC RFP - C001659822.xls
Saudi Energy | SEC RFP - C001659822 | 908202037 | 140 908202037 NUT,EYE,GS,20MM BLT SZ,40... | 140 908202037 NUT,EYE,GS,20MM BLT SZ,40MM WD X 50MM LG | 133,831 | ALLRFPs\Saudi Energy\SEC RFP - C001659822\downloaded-rfp\SEC RFP - C001659822.xls
Saudi Energy | SEC RFP - C001659822 | 908202042 | 150 908202042 PLATE,DA,GS,100X700X12MM,... | 150 908202042 PLATE,DA,GS,100X700X12MM,22MM DIA HOLE | 587,503 | ALLRFPs\Saudi Energy\SEC RFP - C001659822\downloaded-rfp\SEC RFP - C001659822.xls
Saudi Energy | SEC RFP - C001659822 | 908202044 | 160 908202044 SUPPORT,EARTHWIRE,HDGS,L1... | 160 908202044 SUPPORT,EARTHWIRE,HDGS,L120/120X10X150MM | 398,232 | ALLRFPs\Saudi Energy\SEC RFP - C001659822\downloaded-rfp\SEC RFP - C001659822.xls
Saudi Energy | SEC RFP - C001659822 | 908202045 | 170 908202045 PLATE,PHASE,AL,80MM DIA X... | 170 908202045 PLATE,PHASE,AL,80MM DIA X 1.5MM TH | 59,172 | ALLRFPs\Saudi Energy\SEC RFP - C001659822\downloaded-rfp\SEC RFP - C001659822.xls
Saudi Energy | SEC RFP - C001659822 | 908202050 | 180 908202050 ROD,ARMOR,AA,170.5SQMM AC... | 180 908202050 ROD,ARMOR,AA,170.5SQMM ACSR/AW,5.18MMDIA | 959,317 | ALLRFPs\Saudi Energy\SEC RFP - C001659822\downloaded-rfp\SEC RFP - C001659822.xls
Saudi Energy | SEC RFP - C001659822 | 908202051 | 190 908202051 ROD,ARMOR,AA,67.44SQMM AC... | 190 908202051 ROD,ARMOR,AA,67.44SQMM ACSR/AW,4.24MMDIA | 437,366 | ALLRFPs\Saudi Energy\SEC RFP - C001659822\downloaded-rfp\SEC RFP - C001659822.xls
Saudi Energy | SEC RFP - C001659822 | 908202053 | 200 908202053 ROD,GROUND,16 MM DIA X 12... | 200 908202053 ROD,GROUND,16 MM DIA X 1200 MM LG,COPPER | 783,909 | ALLRFPs\Saudi Energy\SEC RFP - C001659822\downloaded-rfp\SEC RFP - C001659822.xls
Saudi Energy | SEC RFP - C001659822 | 908202054 | 210 908202054 ROD,GROUND,16 MM DIA X 24... | 210 908202054 ROD,GROUND,16 MM DIA X 2400 MM LG,COPPER | 1,710,805 | ALLRFPs\Saudi Energy\SEC RFP - C001659822\downloaded-rfp\SEC RFP - C001659822.xls
Saudi Energy | SEC RFP - C001659822 | 908202055 | 220 908202055 SHACKLE,ANCHOR,FSTL,22MM,... | 220 908202055 SHACKLE,ANCHOR,FSTL,22MM,16MM DIA,45KN | 1,117,652 | ALLRFPs\Saudi Energy\SEC RFP - C001659822\downloaded-rfp\SEC RFP - C001659822.xls
Saudi Energy | SEC RFP - C001659822 | 908202056 | 230 908202056 SIGN,ELEC SFTY,DANGER HV,... | 230 908202056 SIGN,ELEC SFTY,DANGER HV,150X150X1.5MMTH | 952,151 | ALLRFPs\Saudi Energy\SEC RFP - C001659822\downloaded-rfp\SEC RFP - C001659822.xls
Saudi Energy | SEC RFP - C001659822 | 908202061 | 240 908202061 CONNECTOR,SLV,67.4 SQMM/A... | 240 908202061 CONNECTOR,SLV,67.4 SQMM/AW,AL,36KN | 19,316 | ALLRFPs\Saudi Energy\SEC RFP - C001659822\downloaded-rfp\SEC RFP - C001659822.xls
Saudi Energy | SEC RFP - C001659822 | 908202063 | 250 908202063 CONN,ELEC,SLV,TENSION | 250 908202063 CONN,ELEC,SLV,TENSION | 11,253 | ALLRFPs\Saudi Energy\SEC RFP - C001659822\downloaded-rfp\SEC RFP - C001659822.xls
Saudi Energy | SEC RFP - C001659822 | 908202067 | 260 908202067 SUPPORT,WIRE SUSP,GS,L-12... | 260 908202067 SUPPORT,WIRE SUSP,GS,L-120X120X10X150MM | 56,428 | ALLRFPs\Saudi Energy\SEC RFP - C001659822\downloaded-rfp\SEC RFP - C001659822.xls
Saudi Energy | SEC RFP - C001659822 | 908202069 | 270 908202069 THIMBLE,GUY,GS,50X22X80X3... | 270 908202069 THIMBLE,GUY,GS,50X22X80X3MM,8MM RAD | 166,698 | ALLRFPs\Saudi Energy\SEC RFP - C001659822\downloaded-rfp\SEC RFP - C001659822.xls
Saudi Energy | SEC RFP - C001659822 | 908202070 | 280 908202070 TIE,CABLE,PA,40-230MM,7.8... | 280 908202070 TIE,CABLE,PA,40-230MM,7.8MMWD | 342,571 | ALLRFPs\Saudi Energy\SEC RFP - C001659822\downloaded-rfp\SEC RFP - C001659822.xls
Saudi Energy | SEC RFP - C001659822 | 908202072 | 290 908202072 TIE,INSUL,PREF TOP,MERLIN... | 290 908202072 TIE,INSUL,PREF TOP,MERLIN,ARM,73MM THR | 761,298 | ALLRFPs\Saudi Energy\SEC RFP - C001659822\downloaded-rfp\SEC RFP - C001659822.xls
Saudi Energy | SEC RFP - C001659822 | 908202074 | 300 908202074 TIE,INSUL,PREF SIDE,QUAIL... | 300 908202074 TIE,INSUL,PREF SIDE,QUAIL,ARM,73MM THR | 13,260 | ALLRFPs\Saudi Energy\SEC RFP - C001659822\downloaded-rfp\SEC RFP - C001659822.xls
Saudi Energy | SEC RFP - C001659822 | 908202075 | 310 908202075 TIE,INSUL,PREF TOP,QUAIL,... | 310 908202075 TIE,INSUL,PREF TOP,QUAIL,ARM,73MM THR | 97,680 | ALLRFPs\Saudi Energy\SEC RFP - C001659822\downloaded-rfp\SEC RFP - C001659822.xls
Saudi Energy | SEC RFP - C001659822 | 908202076 | 320 908202076 TIE,INSUL,PREF TOP,QUAIL,... | 320 908202076 TIE,INSUL,PREF TOP,QUAIL,73MM THR DIA | 165,941 | ALLRFPs\Saudi Energy\SEC RFP - C001659822\downloaded-rfp\SEC RFP - C001659822.xls
Saudi Energy | SEC RFP - C001659822 | 908202077 | 330 908202077 TIE,INSUL,ALCSTL,POST,MER... | 330 908202077 TIE,INSUL,ALCSTL,POST,MERLIN,730MM LG | 132,916 | ALLRFPs\Saudi Energy\SEC RFP - C001659822\downloaded-rfp\SEC RFP - C001659822.xls
Saudi Energy | SEC RFP - C001659822 | 908202078 | 340 908202078 TIE,INSUL,PREF SIDE,MERLI... | 340 908202078 TIE,INSUL,PREF SIDE,MERLIN,ARM,73MM THR | 130,471 | ALLRFPs\Saudi Energy\SEC RFP - C001659822\downloaded-rfp\SEC RFP - C001659822.xls
Saudi Energy | SEC RFP - C001659822 | 908202080 | 350 908202080 CROSSARM,METAL,GS,L100X10... | 350 908202080 CROSSARM,METAL,GS,L100X100X12X2400MM | 975,525 | ALLRFPs\Saudi Energy\SEC RFP - C001659822\downloaded-rfp\SEC RFP - C001659822.xls
Saudi Energy | SEC RFP - C001659822 | 908202081 | 360 908202081 CHANNEL,FUSE CUTOUT,C125X... | 360 908202081 CHANNEL,FUSE CUTOUT,C125X65X65X6X2400MM | 69,640 | ALLRFPs\Saudi Energy\SEC RFP - C001659822\downloaded-rfp\SEC RFP - C001659822.xls
Saudi Energy | SEC RFP - C001659822 | 908202082 | 370 908202082 CHANNEL,TFMR MTG,GS,150X7... | 370 908202082 CHANNEL,TFMR MTG,GS,150X75X75X6.5X2400MM | 64,995 | ALLRFPs\Saudi Energy\SEC RFP - C001659822\downloaded-rfp\SEC RFP - C001659822.xls
Saudi Energy | SEC RFP - C001659822 | 908202086 | 380 908202086 BAND,POLE,100WDX12TH,166M... | 380 908202086 BAND,POLE,100WDX12TH,166MMDIA A/F,HDGS | 132,662 | ALLRFPs\Saudi Energy\SEC RFP - C001659822\downloaded-rfp\SEC RFP - C001659822.xls
Saudi Energy | SEC RFP - C001659822 | 908202089 | 390 908202089 WIRE,BARBED,GCSTL,2.5+/-0... | 390 908202089 WIRE,BARBED,GCSTL,2.5+/-0.1MM STR DIA | 4,307,172 | ALLRFPs\Saudi Energy\SEC RFP - C001659822\downloaded-rfp\SEC RFP - C001659822.xls
Saudi Energy | SEC RFP - C001659822 | 908202090 | 400 908202090 CLIP,BARBED WIRE,BUCKLE L... | 400 908202090 CLIP,BARBED WIRE,BUCKLE LOCKING,12 MM WD | 783,071 | ALLRFPs\Saudi Energy\SEC RFP - C001659822\downloaded-rfp\SEC RFP - C001659822.xls
Saudi Energy | SEC RFP - C001659822 | 908202091 | 410 908202091 CLAMP,STRAIN,AA,11.34MMDI... | 410 908202091 CLAMP,STRAIN,AA,11.34MMDIA,36KN,3-BOLTS | 265,683 | ALLRFPs\Saudi Energy\SEC RFP - C001659822\downloaded-rfp\SEC RFP - C001659822.xls
Saudi Energy | SEC RFP - C001659822 | 908202092 | 420 908202092 CLAMP,STRAIN,AA,17.35MM,4... | 420 908202092 CLAMP,STRAIN,AA,17.35MM,45KN,3-BOLTS | 818,890 | ALLRFPs\Saudi Energy\SEC RFP - C001659822\downloaded-rfp\SEC RFP - C001659822.xls
Saudi Energy | SEC RFP - C001659822 | 908202093 | 430 908202093 CLAMP,STRAIN,AA,11.34MMDI... | 430 908202093 CLAMP,STRAIN,AA,11.34MMDIA,36KN,STRAIGHT | 279,282 | ALLRFPs\Saudi Energy\SEC RFP - C001659822\downloaded-rfp\SEC RFP - C001659822.xls
Saudi Energy | SEC RFP - C001659822 | 908202094 | 440 908202094 CLAMP,STRAIN,AA,14.31MMDI... | 440 908202094 CLAMP,STRAIN,AA,14.31MMDIA,45KN,STRAIGHT | 198,187 | ALLRFPs\Saudi Energy\SEC RFP - C001659822\downloaded-rfp\SEC RFP - C001659822.xls
Saudi Energy | SEC RFP - C001659822 | 908202098 | 450 908202098 CLAMP,GRD,BRZ,35-70SQMM C... | 450 908202098 CLAMP,GRD,BRZ,35-70SQMM CU,16MM DIA CWLD | 1,478,953 | ALLRFPs\Saudi Energy\SEC RFP - C001659822\downloaded-rfp\SEC RFP - C001659822.xls
Saudi Energy | SEC RFP - C001659822 | 908202099 | 460 908202099 BRACKET,DANGER SIGN MTG,G... | 460 908202099 BRACKET,DANGER SIGN MTG,GS,40X5X120MM | 588,176 | ALLRFPs\Saudi Energy\SEC RFP - C001659822\downloaded-rfp\SEC RFP - C001659822.xls
Saudi Energy | SEC RFP - C001659822 | 908202101 | 470 908202101 CLAMP,TOP SERV MAST,GS,76... | 470 908202101 CLAMP,TOP SERV MAST,GS,76X40X6X176/230MM | 81,472 | ALLRFPs\Saudi Energy\SEC RFP - C001659822\downloaded-rfp\SEC RFP - C001659822.xls
Saudi Energy | SEC RFP - C001659822 | 908202102 | 480 908202102 CLAMP,SERV MAST,GS,76MMDI... | 480 908202102 CLAMP,SERV MAST,GS,76MMDIAX60MMWDX4MMTH | 154,779 | ALLRFPs\Saudi Energy\SEC RFP - C001659822\downloaded-rfp\SEC RFP - C001659822.xls
Saudi Energy | SEC RFP - C001659822 | 908202103 | 490 908202103 CLAMP,THROUGH WALL,GS,76M... | 490 908202103 CLAMP,THROUGH WALL,GS,76MMDIA,M16X254MM | 72,622 | ALLRFPs\Saudi Energy\SEC RFP - C001659822\downloaded-rfp\SEC RFP - C001659822.xls
Saudi Energy | SEC RFP - C001659822 | 908202104 | 500 908202104 CONDUIT,PVC,70MM ODX1110M... | 500 908202104 CONDUIT,PVC,70MM ODX1110MM LG,W/CPLG | 128,300 | ALLRFPs\Saudi Energy\SEC RFP - C001659822\downloaded-rfp\SEC RFP - C001659822.xls
Saudi Energy | SEC RFP - C001659822 | 908202105 | 510 908202105 HOLDER,POLE NUM TAG,AL,50... | 510 908202105 HOLDER,POLE NUM TAG,AL,50X40X1X400MM | 348,355 | ALLRFPs\Saudi Energy\SEC RFP - C001659822\downloaded-rfp\SEC RFP - C001659822.xls
Saudi Energy | SEC RFP - C001659822 | 908202107 | 520 908202107 TAG,POLE NUMBERING,DIGIT"... | 520 908202107 TAG,POLE NUMBERING,DIGIT"1",AL,20X1X47MM | 402,245 | ALLRFPs\Saudi Energy\SEC RFP - C001659822\downloaded-rfp\SEC RFP - C001659822.xls
Saudi Energy | SEC RFP - C001659822 | 908202129 | 530 908202129 TAG,POLE NUMBERING,LTR"L"... | 530 908202129 TAG,POLE NUMBERING,LTR"L",AL,20X1X47MM | 130,578 | ALLRFPs\Saudi Energy\SEC RFP - C001659822\downloaded-rfp\SEC RFP - C001659822.xls
Saudi Energy | SEC RFP - C001659822 | 908202145 | 540 908202145 TAG,EQUIP NUMBERING,DIGIT... | 540 908202145 TAG,EQUIP NUMBERING,DIGIT"O",AL,63X1X95 | 56,586 | ALLRFPs\Saudi Energy\SEC RFP - C001659822\downloaded-rfp\SEC RFP - C001659822.xls
Saudi Energy | SEC RFP - C001659822 | 908202146 | 550 908202146 TAG,EQUIP NUMBERING,DIGIT... | 550 908202146 TAG,EQUIP NUMBERING,DIGIT"1",AL,63X1X95 | 104,533 | ALLRFPs\Saudi Energy\SEC RFP - C001659822\downloaded-rfp\SEC RFP - C001659822.xls
Saudi Energy | SEC RFP - C001659822 | 908202147 | 560 908202147 TAG,EQUIP NUMBERING,DIGIT... | 560 908202147 TAG,EQUIP NUMBERING,DIGIT"2",AL,63X1X95 | 151,981 | ALLRFPs\Saudi Energy\SEC RFP - C001659822\downloaded-rfp\SEC RFP - C001659822.xls
Saudi Energy | SEC RFP - C001659822 | 908202148 | 570 908202148 TAG,EQUIP NUMBERING,DIGIT... | 570 908202148 TAG,EQUIP NUMBERING,DIGIT"3",AL,63X1X95 | 115,155 | ALLRFPs\Saudi Energy\SEC RFP - C001659822\downloaded-rfp\SEC RFP - C001659822.xls
Saudi Energy | SEC RFP - C001659822 | 908202153 | 580 908202153 TAG,EQUIP NUMBERING,DIGIT... | 580 908202153 TAG,EQUIP NUMBERING,DIGIT"8",AL,63X1X95 | 73,862 | ALLRFPs\Saudi Energy\SEC RFP - C001659822\downloaded-rfp\SEC RFP - C001659822.xls
Saudi Energy | SEC RFP - C001659822 | 908202158 | 590 908202158 TAG,EQUIP NUMBERING,LTR"B... | 590 908202158 TAG,EQUIP NUMBERING,LTR"B",AL,63X1X95 | 58,798 | ALLRFPs\Saudi Energy\SEC RFP - C001659822\downloaded-rfp\SEC RFP - C001659822.xls
Saudi Energy | SEC RFP - C001659822 | 908202174 | 600 908202174 TAG,EQUIP NUMBERING,LTR"R... | 600 908202174 TAG,EQUIP NUMBERING,LTR"R",AL,63X1X95 | 45,331 | ALLRFPs\Saudi Energy\SEC RFP - C001659822\downloaded-rfp\SEC RFP - C001659822.xls
Saudi Energy | SEC RFP - C001659822 | 908202183 | 610 908202183 CONNECTOR,PG,AL,MERLIN AC... | 610 908202183 CONNECTOR,PG,AL,MERLIN ACSR/AW,COMP | 355,639 | ALLRFPs\Saudi Energy\SEC RFP - C001659822\downloaded-rfp\SEC RFP - C001659822.xls
Saudi Energy | SEC RFP - C001659822 | 908202184 | 620 908202184 COVER,H-TAP,HI-DENSITY PL... | 620 908202184 COVER,H-TAP,HI-DENSITY PLST,40X47X140MM | 452,597 | ALLRFPs\Saudi Energy\SEC RFP - C001659822\downloaded-rfp\SEC RFP - C001659822.xls
Saudi Energy | SEC RFP - C001659822 | 908202186 | 630 908202186 LINK,EXTN,GS,CLEVIS-EYE,4... | 630 908202186 LINK,EXTN,GS,CLEVIS-EYE,45KN,355MM LG | 934,389 | ALLRFPs\Saudi Energy\SEC RFP - C001659822\downloaded-rfp\SEC RFP - C001659822.xls
Saudi Energy | SEC RFP - C001659822 | 908202187 | 640 908202187 CONNECTOR,PG,AL,QUAIL ACS... | 640 908202187 CONNECTOR,PG,AL,QUAIL ACSR/AW,COMP | 437,906 | ALLRFPs\Saudi Energy\SEC RFP - C001659822\downloaded-rfp\SEC RFP - C001659822.xls
Saudi Energy | SEC RFP - C001659822 | 908202188 | 650 908202188 GRIP,GUY,PREF,GS,940MM LG... | 650 908202188 GRIP,GUY,PREF,GS,940MM LG,101 KN,RED | 369,217 | ALLRFPs\Saudi Energy\SEC RFP - C001659822\downloaded-rfp\SEC RFP - C001659822.xls
Saudi Energy | SEC RFP - C001659822 | 908202189 | 660 908202189 CONNECTOR,GRNDG,C,CU,100-... | 660 908202189 CONNECTOR,GRNDG,C,CU,100-125SQMMCU | 1,451,362 | ALLRFPs\Saudi Energy\SEC RFP - C001659822\downloaded-rfp\SEC RFP - C001659822.xls
Saudi Energy | SEC RFP - C001659822 | 908202190 | 670 908202190 GRIP,WEDGE,AA,50-120SQMM ... | 670 908202190 GRIP,WEDGE,AA,50-120SQMM ACSR/AW | 147,915 | ALLRFPs\Saudi Energy\SEC RFP - C001659822\downloaded-rfp\SEC RFP - C001659822.xls
Saudi Energy | SEC RFP - C001659822 | 908202192 | 680 908202192 GUARD,GRD WIRE,PVC,12.7MM... | 680 908202192 GUARD,GRD WIRE,PVC,12.7MM DIAX2440MM LG | 52,027 | ALLRFPs\Saudi Energy\SEC RFP - C001659822\downloaded-rfp\SEC RFP - C001659822.xls
Saudi Energy | SEC RFP - C001659822 | 908202194 | 690 908202194 HEAD,SERV ENT,AL,SLIP-ON ... | 690 908202194 HEAD,SERV ENT,AL,SLIP-ON W/2BLT,76MM OD | 142,161 | ALLRFPs\Saudi Energy\SEC RFP - C001659822\downloaded-rfp\SEC RFP - C001659822.xls
Saudi Energy | SEC RFP - C001659822 | 908202195 | 700 908202195 WIRE,GUY,STL,12MM DIA,7/4... | 700 908202195 WIRE,GUY,STL,12MM DIA,7/4MM,101KN,LH | 2,169,926 | ALLRFPs\Saudi Energy\SEC RFP - C001659822\downloaded-rfp\SEC RFP - C001659822.xls
Saudi Energy | SEC RFP - C001659822 | 908202196 | 710 908202196 CONNECTOR,PG,AL,120SQMM Q... | 710 908202196 CONNECTOR,PG,AL,120SQMM QPLX,COMP | 558,333 | ALLRFPs\Saudi Energy\SEC RFP - C001659822\downloaded-rfp\SEC RFP - C001659822.xls
Saudi Energy | SEC RFP - C001659822 | 908202198 | 720 908202198 BOLT,EYE,GS,16MM DIA,180M... | 720 908202198 BOLT,EYE,GS,16MM DIA,180MM LG,SHOULDER | 93,760 | ALLRFPs\Saudi Energy\SEC RFP - C001659822\downloaded-rfp\SEC RFP - C001659822.xls
Saudi Energy | SEC RFP - C001659822 | 908202200 | 730 908202200 CONNECTOR,PG,AL,QUAIL/AW,... | 730 908202200 CONNECTOR,PG,AL,QUAIL/AW,2-BOLTS | 553,581 | ALLRFPs\Saudi Energy\SEC RFP - C001659822\downloaded-rfp\SEC RFP - C001659822.xls
Saudi Energy | SEC RFP - C001659822 | 908202202 | 740 908202202 GRIP,GUY,PREF,GS,840MM LG... | 740 908202202 GRIP,GUY,PREF,GS,840MM LG,65 KN,YELLOW | 51,815 | ALLRFPs\Saudi Energy\SEC RFP - C001659822\downloaded-rfp\SEC RFP - C001659822.xls
Saudi Energy | SEC RFP - C001659822 | 908202203 | 750 908202203 ROD,ANCHOR,GS,24MM,2500MM... | 750 908202203 ROD,ANCHOR,GS,24MM,2500MM,TWIN,ADJ | 57,727 | ALLRFPs\Saudi Energy\SEC RFP - C001659822\downloaded-rfp\SEC RFP - C001659822.xls
Saudi Energy | SEC RFP - C001659822 | 908202204 | 760 908202204 PLATE,ANCHOR,GS,450X450X1... | 760 908202204 PLATE,ANCHOR,GS,450X450X10MM,26MM HOLE | 54,591 | ALLRFPs\Saudi Energy\SEC RFP - C001659822\downloaded-rfp\SEC RFP - C001659822.xls
Saudi Energy | SEC RFP - C001659822 | 908202205 | 770 908202205 PLATE,ANCHOR,GS,450X450X6... | 770 908202205 PLATE,ANCHOR,GS,450X450X6MM,18MM HOLE | 34,595 | ALLRFPs\Saudi Energy\SEC RFP - C001659822\downloaded-rfp\SEC RFP - C001659822.xls
Saudi Energy | SEC RFP - C001659822 | 908202206 | 780 908202206 ROD,ANCHOR,GS,16MM,2500MM... | 780 908202206 ROD,ANCHOR,GS,16MM,2500MM,ADJUSTABLE | 29,004 | ALLRFPs\Saudi Energy\SEC RFP - C001659822\downloaded-rfp\SEC RFP - C001659822.xls
Saudi Energy | SEC RFP - C001659822 | 908202207 | 790 908202207 PLATE,ANCHOR,GS,450X450X1... | 790 908202207 PLATE,ANCHOR,GS,450X450X10MM,22MM HOLE | 97,896 | ALLRFPs\Saudi Energy\SEC RFP - C001659822\downloaded-rfp\SEC RFP - C001659822.xls
Saudi Energy | SEC RFP - C001659822 | 908202208 | 800 908202208 WIRE,GUY,STL,9.8MM DIA,7/... | 800 908202208 WIRE,GUY,STL,9.8MM DIA,7/3.25MM,65KN,LH | 180,425 | ALLRFPs\Saudi Energy\SEC RFP - C001659822\downloaded-rfp\SEC RFP - C001659822.xls
Saudi Energy | SEC RFP - C001659822 | 908202209 | 810 908202209 CONNECTOR,PG,AL,MERLIN/AW... | 810 908202209 CONNECTOR,PG,AL,MERLIN/AW,3-BOLTS | 576,761 | ALLRFPs\Saudi Energy\SEC RFP - C001659822\downloaded-rfp\SEC RFP - C001659822.xls
Saudi Energy | SEC RFP - C001659822 | 908202210 | 820 908202210 CONNECTOR,PG,AL,120SQMM,5... | 820 908202210 CONNECTOR,PG,AL,120SQMM,50SQMM,COMP | 296,082 | ALLRFPs\Saudi Energy\SEC RFP - C001659822\downloaded-rfp\SEC RFP - C001659822.xls
Saudi Energy | SEC RFP - C001659822 | 908202212 | 830 908202212 CABLE,ARRESTER-EARTH,CU,3... | 830 908202212 CABLE,ARRESTER-EARTH,CU,35SQMMX500MM | 315,089 | ALLRFPs\Saudi Energy\SEC RFP - C001659822\downloaded-rfp\SEC RFP - C001659822.xls
Saudi Energy | SEC RFP - C001659822 | 908202215 | 840 908202215 ROD,ANCHOR,GS,19MM,2500MM... | 840 908202215 ROD,ANCHOR,GS,19MM,2500MM,ADJ | 101,266 | ALLRFPs\Saudi Energy\SEC RFP - C001659822\downloaded-rfp\SEC RFP - C001659822.xls
Saudi Energy | SEC RFP - C001659822 | 908202217 | 850 908202217 BOLT,MACH,GS,16MM DIA,165... | 850 908202217 BOLT,MACH,GS,16MM DIA,165MM LG,HEX | 105,142 | ALLRFPs\Saudi Energy\SEC RFP - C001659822\downloaded-rfp\SEC RFP - C001659822.xls
Saudi Energy | SEC RFP - C001659822 | 908202218 | 860 908202218 BOLT,MACH,GS,16MM DIA,300... | 860 908202218 BOLT,MACH,GS,16MM DIA,300MM LG,HEX | 91,260 | ALLRFPs\Saudi Energy\SEC RFP - C001659822\downloaded-rfp\SEC RFP - C001659822.xls
Saudi Energy | SEC RFP - C001659822 | 908202219 | 870 908202219 BOLT,MACH,GS,20MM DIA,285... | 870 908202219 BOLT,MACH,GS,20MM DIA,285MM LG,HEX | 72,707 | ALLRFPs\Saudi Energy\SEC RFP - C001659822\downloaded-rfp\SEC RFP - C001659822.xls
Saudi Energy | SEC RFP - C001659822 | 908202220 | 880 908202220 BOLT,EYE,GS,16MM DIA,155M... | 880 908202220 BOLT,EYE,GS,16MM DIA,155MM LG,SHOULDER | 55,846 | ALLRFPs\Saudi Energy\SEC RFP - C001659822\downloaded-rfp\SEC RFP - C001659822.xls
Saudi Energy | SEC RFP - C001659822 | 908202221 | 890 908202221 BOLT,EYE,GS,16MM DIA,235M... | 890 908202221 BOLT,EYE,GS,16MM DIA,235MM LG,SHOULDER | 94,610 | ALLRFPs\Saudi Energy\SEC RFP - C001659822\downloaded-rfp\SEC RFP - C001659822.xls
Saudi Energy | SEC RFP - C001659822 | 908202222 | 900 908202222 BOLT,EYE,GS,16MM DIA,255M... | 900 908202222 BOLT,EYE,GS,16MM DIA,255MM LG,SHOULDER | 18,920 | ALLRFPs\Saudi Energy\SEC RFP - C001659822\downloaded-rfp\SEC RFP - C001659822.xls
Saudi Energy | SEC RFP - C001659822 | 908202226 | 910 908202226 BOLT,EYE,GS,20MM DIA,260M... | 910 908202226 BOLT,EYE,GS,20MM DIA,260MM LG,SHOULDER | 127,173 | ALLRFPs\Saudi Energy\SEC RFP - C001659822\downloaded-rfp\SEC RFP - C001659822.xls
Saudi Energy | SEC RFP - C001659822 | 908202228 | 920 908202228 BRACE,CROSSARM,GS,BOTH EN... | 920 908202228 BRACE,CROSSARM,GS,BOTH END CLIPPED | 1,048,277 | ALLRFPs\Saudi Energy\SEC RFP - C001659822\downloaded-rfp\SEC RFP - C001659822.xls
Saudi Energy | SEC RFP - C001659822 | 908202229 | 930 908202229 PIPE,SERVICE DROP,GS,70MM... | 930 908202229 PIPE,SERVICE DROP,GS,70MMIDX76MMODX3MLG | 143,622 | ALLRFPs\Saudi Energy\SEC RFP - C001659822\downloaded-rfp\SEC RFP - C001659822.xls
Saudi Energy | SEC RFP - C001659822 | 908202232 | 940 908202232 CONDUIT:FLEXIBLE NONMETAL... | 940 908202232 CONDUIT:FLEXIBLE NONMETALLIC,76 MM ID,4 | 7,509 | ALLRFPs\Saudi Energy\SEC RFP - C001659822\downloaded-rfp\SEC RFP - C001659822.xls
Saudi Energy | SEC RFP - C001659822 | 908202233 | 950 908202233 CONDUIT:FLEXIBLE NONMETAL... | 950 908202233 CONDUIT:FLEXIBLE NONMETALLIC,76 MM ID,2 | 43,508 | ALLRFPs\Saudi Energy\SEC RFP - C001659822\downloaded-rfp\SEC RFP - C001659822.xls
Saudi Energy | SEC RFP - C001659822 | 908202234 | 960 908202234 CONDUIT,PVC,76MM ODX2500M... | 960 908202234 CONDUIT,PVC,76MM ODX2500MM LG,W/CPLG NUT | 54,653 | ALLRFPs\Saudi Energy\SEC RFP - C001659822\downloaded-rfp\SEC RFP - C001659822.xls
Saudi Energy | SEC RFP - C001659822 | 908202235 | 970 908202235 CONNECTOR,PG,AL,170SQMM,6... | 970 908202235 CONNECTOR,PG,AL,170SQMM,67.4SQMM,3-BOLTS | 216,096 | ALLRFPs\Saudi Energy\SEC RFP - C001659822\downloaded-rfp\SEC RFP - C001659822.xls
Saudi Energy | SEC RFP - C001659822 | 908202236 | 980 908202236 CONNECTOR,PG,70SQMM CU,70... | 980 908202236 CONNECTOR,PG,70SQMM CU,70SQMM AL,2-BOLT | 195,957 | ALLRFPs\Saudi Energy\SEC RFP - C001659822\downloaded-rfp\SEC RFP - C001659822.xls
Saudi Energy | SEC RFP - C001659822 | 908202237 | 990 908202237 CONNECTOR,PG,70SQMM CU,12... | 990 908202237 CONNECTOR,PG,70SQMM CU,120SQMM AL,2-BOLT | 113,619 | ALLRFPs\Saudi Energy\SEC RFP - C001659822\downloaded-rfp\SEC RFP - C001659822.xls
Saudi Energy | SEC RFP - C001659822 | 908202241 | 1000 908202241 WIRE,GROUNDING,STL,10SQMM... | 1000 908202241 WIRE,GROUNDING,STL,10SQMMX20M LG | 209,659 | ALLRFPs\Saudi Energy\SEC RFP - C001659822\downloaded-rfp\SEC RFP - C001659822.xls
Saudi Energy | SEC RFP - C001659822 | 908202246 | 1010 908202246 BAND,POLE,CP,100WDX12THK,... | 1010 908202246 BAND,POLE,CP,100WDX12THK,267MMDIA,HDGS | 5,540 | ALLRFPs\Saudi Energy\SEC RFP - C001659822\downloaded-rfp\SEC RFP - C001659822.xls
Saudi Energy | SEC RFP - C001659822 | 908202258 | 1020 908202258 PLATE,DA-SUPPORT,SP,GS,12... | 1020 908202258 PLATE,DA-SUPPORT,SP,GS,120X590X12MM,22MM | 6,427 | ALLRFPs\Saudi Energy\SEC RFP - C001659822\downloaded-rfp\SEC RFP - C001659822.xls
Saudi Energy | SEC RFP - C001659822 | 908202259 | 1030 908202259 PLATE,DA,CP,GS,100X800X12... | 1030 908202259 PLATE,DA,CP,GS,100X800X12MM,22MM DIA HOL | 11,790 | ALLRFPs\Saudi Energy\SEC RFP - C001659822\downloaded-rfp\SEC RFP - C001659822.xls
Saudi Energy | SEC RFP - C001659822 | 908202260 | 1040 908202260 PLATE,DA,SP,GS,120X750X12... | 1040 908202260 PLATE,DA,SP,GS,120X750X12MM,22MM DIA HOL | 6,547 | ALLRFPs\Saudi Energy\SEC RFP - C001659822\downloaded-rfp\SEC RFP - C001659822.xls
Saudi Energy | SEC RFP - C001659822 | 908202263 | 1050 908202263 BRACE,CROSSARM,SP,GS,ONE ... | 1050 908202263 BRACE,CROSSARM,SP,GS,ONE END CLIPPED | 4,236 | ALLRFPs\Saudi Energy\SEC RFP - C001659822\downloaded-rfp\SEC RFP - C001659822.xls
Saudi Energy | SEC RFP - C001659822 | 908202266 | 1060 908202266 PLATE,ANCHOR,GS,450X450X1... | 1060 908202266 PLATE,ANCHOR,GS,450X450X12MM,26MM HOLE | 1,189 | ALLRFPs\Saudi Energy\SEC RFP - C001659822\downloaded-rfp\SEC RFP - C001659822.xls
Saudi Energy | SEC RFP - C001659822 | 908202283 | 1070 908202283 BOLT,MACH,GS,20MM DIA,410... | 1070 908202283 BOLT,MACH,GS,20MM DIA,410MM LG,HEX | 8,429 | ALLRFPs\Saudi Energy\SEC RFP - C001659822\downloaded-rfp\SEC RFP - C001659822.xls
Saudi Energy | SEC RFP - C001659822 | 908202284 | 1080 908202284 BOLT,MACH,GS,20MM DIA,430... | 1080 908202284 BOLT,MACH,GS,20MM DIA,430MM LG,HEX | 8,687 | ALLRFPs\Saudi Energy\SEC RFP - C001659822\downloaded-rfp\SEC RFP - C001659822.xls
Saudi Energy | SEC RFP - C001659822 | 908202285 | 1090 908202285 BOLT,MACH,GS,20MM DIA,450... | 1090 908202285 BOLT,MACH,GS,20MM DIA,450MM LG,HEX | 13,972 | ALLRFPs\Saudi Energy\SEC RFP - C001659822\downloaded-rfp\SEC RFP - C001659822.xls
Saudi Energy | SEC RFP - C001659822 | 908202290 | 1100 908202290 GRIP,GUY,PREF,GS,1400MM L... | 1100 908202290 GRIP,GUY,PREF,GS,1400MM LG,155.7KN,BLACK | 8,490 | ALLRFPs\Saudi Energy\SEC RFP - C001659822\downloaded-rfp\SEC RFP - C001659822.xls
Saudi Energy | SEC RFP - C001659822 | 908202291 | 1110 908202291 WIRE,GUY,STL,14.48MM DIA,... | 1110 908202291 WIRE,GUY,STL,14.48MM DIA,7W,155.7KN UTS, | 44,620 | ALLRFPs\Saudi Energy\SEC RFP - C001659822\downloaded-rfp\SEC RFP - C001659822.xls
Saudi Energy | SEC RFP - C001660908 | 905830025 | 10 905830025 BUSHING,LOCKING,GENERATOR... | 10 905830025 BUSHING,LOCKING,GENERATOR ROTOR,JIS | 22 | ALLRFPs\Saudi Energy\SEC RFP - C001660908\downloaded-rfp\SEC RFP - C001660908.xls
Saudi Energy | SEC RFP - C001660908 | 905719580 | 20 905719580 RING,THROTTLE VALVE,200 M... | 20 905719580 RING,THROTTLE VALVE,200 MM ID X 350 MM O | 2 | ALLRFPs\Saudi Energy\SEC RFP - C001660908\downloaded-rfp\SEC RFP - C001660908.xls
Saudi Energy | SEC RFP - C001660908 | 905782875 | 30 905782875 NUT,CPLG,#PW8003D41020 | 30 905782875 NUT,CPLG,#PW8003D41020 | 1 | ALLRFPs\Saudi Energy\SEC RFP - C001660908\downloaded-rfp\SEC RFP - C001660908.xls
Saudi Energy | SEC RFP - C001660908 | 905782879 | 40 905782879 NUT,CAP,SSTL,56 MM DIA,2.... | 40 905782879 NUT,CAP,SSTL,56 MM DIA,2.6 TPI,98 MM HT | 1 | ALLRFPs\Saudi Energy\SEC RFP - C001660908\downloaded-rfp\SEC RFP - C001660908.xls
Saudi Energy | SEC RFP - C001660908 | 905747504 | 50 905747504 TRANSDUCER:POSITION,30 IN... | 50 905747504 TRANSDUCER:POSITION,30 INCH INPUT,0.795 | 4 | ALLRFPs\Saudi Energy\SEC RFP - C001660908\downloaded-rfp\SEC RFP - C001660908.xls
Saudi Energy | SEC RFP - C001660908 | 905782853 | 60 905782853 WASHER,FLAT,#PW4193C67015 | 60 905782853 WASHER,FLAT,#PW4193C67015 | 6 | ALLRFPs\Saudi Energy\SEC RFP - C001660908\downloaded-rfp\SEC RFP - C001660908.xls
Saudi Energy | SEC RFP - C001660908 | 905924382 | 70 905924382 TRANSDUCER:POSITION,MINUS... | 70 905924382 TRANSDUCER:POSITION,MINUS 5 TO PLUS 5 IN | 8 | ALLRFPs\Saudi Energy\SEC RFP - C001660908\downloaded-rfp\SEC RFP - C001660908.xls
Saudi Energy | SEC RFP - C001660908 | 905782852 | 80 905782852 WASHER,FLAT,RD,#PW4193C67... | 80 905782852 WASHER,FLAT,RD,#PW4193C67016 | 8 | ALLRFPs\Saudi Energy\SEC RFP - C001660908\downloaded-rfp\SEC RFP - C001660908.xls
Saudi Energy | SEC RFP - C001660908 | 905828834 | 90 905828834 THERMOCOUPLE:TEMPERATURE,... | 90 905828834 THERMOCOUPLE:TEMPERATURE,E,95 TO 900 DEG | 12 | ALLRFPs\Saudi Energy\SEC RFP - C001660908\downloaded-rfp\SEC RFP - C001660908.xls
Saudi Energy | SEC RFP - C001660908 | 905748563 | 100 905748563 SPRING,LEAF,SSTL,10 IN LG... | 100 905748563 SPRING,LEAF,SSTL,10 IN LG,#10H0588002 | 16 | ALLRFPs\Saudi Energy\SEC RFP - C001660908\downloaded-rfp\SEC RFP - C001660908.xls
Saudi Energy | SEC RFP - C001660908 | 905782854 | 110 905782854 WASHER,FLAT,#PW4193C67012 | 110 905782854 WASHER,FLAT,#PW4193C67012 | 16 | ALLRFPs\Saudi Energy\SEC RFP - C001660908\downloaded-rfp\SEC RFP - C001660908.xls
Saudi Energy | SEC RFP - C001660908 | 905923191 | 120 905923191 MATERIAL,CORD/O-RING, CIR... | 120 905923191 MATERIAL,CORD/O-RING, CIRCULATING WATER | 20 | ALLRFPs\Saudi Energy\SEC RFP - C001660908\downloaded-rfp\SEC RFP - C001660908.xls
Saudi Energy | SEC RFP - C001660908 | 905941233 | 130 905941233 WASHER,FLAT,RD,NITRIDED S... | 130 905941233 WASHER,FLAT,RD,NITRIDED STL,1-9/16 IN ID | 32 | ALLRFPs\Saudi Energy\SEC RFP - C001660908\downloaded-rfp\SEC RFP - C001660908.xls
Saudi Energy | SEC RFP - C001660908 | 905827315 | 140 905827315 VALVE,CHECK,1/2 IN,500 BA... | 140 905827315 VALVE,CHECK,1/2 IN,500 BAR,#20052713 | 3 | ALLRFPs\Saudi Energy\SEC RFP - C001660908\downloaded-rfp\SEC RFP - C001660908.xls
Saudi Energy | SEC RFP - C001660908 | 905933606 | 150 905933606 PILOT,VALVE,STL,#6038J570... | 150 905933606 PILOT,VALVE,STL,#6038J57003 | 2 | ALLRFPs\Saudi Energy\SEC RFP - C001660908\downloaded-rfp\SEC RFP - C001660908.xls
Saudi Energy | SEC RFP - C001660908 | 905822181 | 160 905822181 MIXER:GAS,AIR AND FUEL,10... | 160 905822181 MIXER:GAS,AIR AND FUEL,100 MM ID X 300 M | 8 | ALLRFPs\Saudi Energy\SEC RFP - C001660908\downloaded-rfp\SEC RFP - C001660908.xls
Saudi Energy | SEC RFP - C001660908 | 905731146 | 170 905731146 SHAFT,PUMP,2-1/2 IN,STL | 170 905731146 SHAFT,PUMP,2-1/2 IN,STL | 1 | ALLRFPs\Saudi Energy\SEC RFP - C001660908\downloaded-rfp\SEC RFP - C001660908.xls
Saudi Energy | SEC RFP - C001660908 | 905745943 | 180 905745943 GASKET,STEAM TURBINE,ROUN... | 180 905745943 GASKET,STEAM TURBINE,ROUND,620 MM (24.51 | 4 | ALLRFPs\Saudi Energy\SEC RFP - C001660908\downloaded-rfp\SEC RFP - C001660908.xls
Saudi Energy | SEC RFP - C001660908 | 905745976 | 190 905745976 GASKET,HYDROGEN COOLER,RE... | 190 905745976 GASKET,HYDROGEN COOLER,RECTANGULAR,670 M | 3 | ALLRFPs\Saudi Energy\SEC RFP - C001660908\downloaded-rfp\SEC RFP - C001660908.xls
Saudi Energy | SEC RFP - C001660908 | 905781387 | 200 905781387 INSERT,GENERATOR,1.125 IN... | 200 905781387 INSERT,GENERATOR,1.125 IN LG X 0.875 IN | 50 | ALLRFPs\Saudi Energy\SEC RFP - C001660908\downloaded-rfp\SEC RFP - C001660908.xls
Saudi Energy | SEC RFP - C001660908 | 905924501 | 210 905924501 VALVE,BTRFL,CI, ASTM A126... | 210 905924501 VALVE,BTRFL,CI, ASTM A126, GR B,8 IN,#8B | 5 | ALLRFPs\Saudi Energy\SEC RFP - C001660908\downloaded-rfp\SEC RFP - C001660908.xls
Saudi Energy | SEC RFP - C001660908 | 905822501 | 220 905822501 BEARING,MAR,100MM ID,125 ... | 220 905822501 BEARING,MAR,100MM ID,125 MM OD,100MM LG | 2 | ALLRFPs\Saudi Energy\SEC RFP - C001660908\downloaded-rfp\SEC RFP - C001660908.xls
Saudi Energy | SEC RFP - C001660908 | 905923451 | 230 905923451 PACKING,BOOSTER FAN,FELT,... | 230 905923451 PACKING,BOOSTER FAN,FELT,ROUND,73 MM ID | 7 | ALLRFPs\Saudi Energy\SEC RFP - C001660908\downloaded-rfp\SEC RFP - C001660908.xls
Saudi Energy | SEC RFP - C001660908 | 905713954 | 240 905713954 BEARING:PLAIN,BUSHING SLE... | 240 905713954 BEARING:PLAIN,BUSHING SLEEVE,5/8 IN (15. | 1 | ALLRFPs\Saudi Energy\SEC RFP - C001660908\downloaded-rfp\SEC RFP - C001660908.xls
Saudi Energy | SEC RFP - C001660908 | 902016085 | 250 902016085 PIN,STRAIGHT,TURBINE,1/4 ... | 250 902016085 PIN,STRAIGHT,TURBINE,1/4 IN DIA DIA,4-1/ | 7 | ALLRFPs\Saudi Energy\SEC RFP - C001660908\downloaded-rfp\SEC RFP - C001660908.xls
Saudi Energy | SEC RFP - C001660908 | 905730843 | 260 905730843 PLATE,LOCK,STEAM TURBINE,... | 260 905730843 PLATE,LOCK,STEAM TURBINE,0.531 IN ID X 2 | 50 | ALLRFPs\Saudi Energy\SEC RFP - C001660908\downloaded-rfp\SEC RFP - C001660908.xls
Saudi Energy | SEC RFP - C001661326 | 905702004 | 10 905702004 WIRE,ELEC,CU CNDCTR,450/7... | 10 905702004 WIRE,ELEC,CU CNDCTR,450/750 V,25 SQMM | 5,500 | ALLRFPs\Saudi Energy\SEC RFP - C001661326\downloaded-rfp\SEC RFP - C001661326.xls
Saudi Energy | SEC RFP - C001671242 | 905665966 | 10 905665966 CABLE,ELEC,CU,PVC,35SQMM,... | 10 905665966 CABLE,ELEC,CU,PVC,35SQMM,4C,7 STRAND,BLK | 300 | ALLRFPs\Saudi Energy\SEC RFP - C001671242\downloaded-rfp\SEC RFP - C001671242.xls
Saudi Energy | SEC RFP - C001672885 | 908421009 | 10 908421009 BLOCK,TERMINAL,150A,PA66,... | 10 908421009 BLOCK,TERMINAL,150A,PA66,55MMWX85MMLX85M | 1,250 | ALLRFPs\Saudi Energy\SEC RFP - C001672885\downloaded-rfp\SEC RFP - C001672885.xls
Saudi Energy | SEC RFP - C001678139 | 905770268 | 10 905770268 BREATHER:AIR,1/2 IN MNPT,... | 10 905770268 BREATHER:AIR,1/2 IN MNPT,STL, JIS SS41 | 2 | ALLRFPs\Saudi Energy\SEC RFP - C001678139\downloaded-rfp\SEC RFP - C001678139.xls
Saudi Energy | SEC RFP - C001678139 | 905760208 | 20 905760208 SEAL,OIL,EXCITER | 20 905760208 SEAL,OIL,EXCITER | 3 | ALLRFPs\Saudi Energy\SEC RFP - C001678139\downloaded-rfp\SEC RFP - C001678139.xls
Saudi Energy | SEC RFP - C001678139 | 905760243 | 30 905760243 CATCHER,OIL,2 FT OD,6 IN ... | 30 905760243 CATCHER,OIL,2 FT OD,6 IN LG,#AAA31325004 | 8 | ALLRFPs\Saudi Energy\SEC RFP - C001678139\downloaded-rfp\SEC RFP - C001678139.xls
Saudi Energy | SEC RFP - C001678139 | 905760244 | 40 905760244 CATCHER,OIL,700 MM OD,95 ... | 40 905760244 CATCHER,OIL,700 MM OD,95 MM LG,#AAA31325 | 8 | ALLRFPs\Saudi Energy\SEC RFP - C001678139\downloaded-rfp\SEC RFP - C001678139.xls
Saudi Energy | SEC RFP - C001678139 | 905770418 | 50 905770418 SEAL,BRUSHLESS EXCITER,11... | 50 905770418 SEAL,BRUSHLESS EXCITER,112 MM ID X 154 M | 4 | ALLRFPs\Saudi Energy\SEC RFP - C001678139\downloaded-rfp\SEC RFP - C001678139.xls
Saudi Energy | SEC RFP - C001678139 | 905783692 | 60 905783692 SEAL,LABYRINTH,190 MM HOU... | 60 905783692 SEAL,LABYRINTH,190 MM HOUSING BORE,160 M | 12 | ALLRFPs\Saudi Energy\SEC RFP - C001678139\downloaded-rfp\SEC RFP - C001678139.xls
Saudi Energy | SEC RFP - C001678139 | 905788860 | 70 905788860 BAR,HYDROGEN GENERATOR,50... | 70 905788860 BAR,HYDROGEN GENERATOR,50 MM WD X 200 MM | 2 | ALLRFPs\Saudi Energy\SEC RFP - C001678139\downloaded-rfp\SEC RFP - C001678139.xls
Saudi Energy | SEC RFP - C001678139 | 905830033 | 80 905830033 NIPPLE:LUBRICATING,CONICA... | 80 905830033 NIPPLE:LUBRICATING,CONICAL,OIL,6 MM ID X | 6 | ALLRFPs\Saudi Energy\SEC RFP - C001678139\downloaded-rfp\SEC RFP - C001678139.xls
Saudi Energy | SEC RFP - C001678139 | 905830090 | 90 905830090 SEAL,BRACKET,497 MM ID X ... | 90 905830090 SEAL,BRACKET,497 MM ID X 597 MM OD X 52 | 3 | ALLRFPs\Saudi Energy\SEC RFP - C001678139\downloaded-rfp\SEC RFP - C001678139.xls
Saudi Energy | SEC RFP - C001678139 | 905934855 | 100 905934855 SEAL,OIL,BEARING,301 MM I... | 100 905934855 SEAL,OIL,BEARING,301 MM ID,410 MM OD,71. | 11 | ALLRFPs\Saudi Energy\SEC RFP - C001678139\downloaded-rfp\SEC RFP - C001678139.xls
Saudi Energy | SEC RFP - C001678139 | 901304091 | 110 901304091 TUBE,BOILER TUBE BEND | 110 901304091 TUBE,BOILER TUBE BEND | 50 | ALLRFPs\Saudi Energy\SEC RFP - C001678139\downloaded-rfp\SEC RFP - C001678139.xls
Saudi Energy | SEC RFP - C001678139 | 905753667 | 120 905753667 BLOCK,VALVE,31/32 IN WD X... | 120 905753667 BLOCK,VALVE,31/32 IN WD X 4-5/16 IN LG X | 3 | ALLRFPs\Saudi Energy\SEC RFP - C001678139\downloaded-rfp\SEC RFP - C001678139.xls
Saudi Energy | SEC RFP - C001678139 | 901304154 | 130 901304154 CIRCUIT:CONTROL,RELAY,ELE... | 130 901304154 CIRCUIT:CONTROL,RELAY,ELECTRIC SPARK | 2 | ALLRFPs\Saudi Energy\SEC RFP - C001678139\downloaded-rfp\SEC RFP - C001678139.xls
Saudi Energy | SEC RFP - C001683688 | 909202253 | 10 909202253 WIRE:LEAD,0.6 TO 1MM,GALV... | 10 909202253 WIRE:LEAD,0.6 TO 1MM,GALVANIZED SEALING | 10 | ALLRFPs\Saudi Energy\SEC RFP - C001683688\downloaded-rfp\SEC RFP - C001683688.xls
Saudi Energy | SEC RFP - C001685439 | 901366484 | 10 901366484 MESH,METAL:INNER COARSE M... | 10 901366484 MESH,METAL:INNER COARSE MESH .093 | 2 | ALLRFPs\Saudi Energy\SEC RFP - C001685439\downloaded-rfp\SEC RFP - C001685439.xls
Saudi Energy | SEC RFP - C001685439 | 901324930 | 20 901324930 PLATE,BULK NOUN: | 20 901324930 PLATE,BULK NOUN: | 6 | ALLRFPs\Saudi Energy\SEC RFP - C001685439\downloaded-rfp\SEC RFP - C001685439.xls
Saudi Energy | SEC RFP - C001685439 | 901324931 | 30 901324931 STUD,TURB,DIA,LG,#U623P21... | 30 901324931 STUD,TURB,DIA,LG,#U623P210L0618 | 6 | ALLRFPs\Saudi Energy\SEC RFP - C001685439\downloaded-rfp\SEC RFP - C001685439.xls
Saudi Energy | SEC RFP - C001685439 | 901324932 | 40 901324932 COUPLING,SHAFT,BORE,OD,LG... | 40 901324932 COUPLING,SHAFT,BORE,OD,LG,#123T9462P0001 | 2 | ALLRFPs\Saudi Energy\SEC RFP - C001685439\downloaded-rfp\SEC RFP - C001685439.xls
Saudi Energy | SEC RFP - C001685439 | 901324934 | 50 901324934 SPACER,BULK NOUN: | 50 901324934 SPACER,BULK NOUN: | 2 | ALLRFPs\Saudi Energy\SEC RFP - C001685439\downloaded-rfp\SEC RFP - C001685439.xls
Saudi Energy | SEC RFP - C001685439 | 901324935 | 60 901324935 STUD,TURB,DIA,LG,#U623P20... | 60 901324935 STUD,TURB,DIA,LG,#U623P208L0525 | 6 | ALLRFPs\Saudi Energy\SEC RFP - C001685439\downloaded-rfp\SEC RFP - C001685439.xls
Saudi Energy | SEC RFP - C001685439 | 901366482 | 70 901366482 DIFFUSER,TURB,#1BSD007654... | 70 901366482 DIFFUSER,TURB,#1BSD007654P0001 | 2 | ALLRFPs\Saudi Energy\SEC RFP - C001685439\downloaded-rfp\SEC RFP - C001685439.xls
Saudi Energy | SEC RFP - C001685439 | 901366513 | 80 901366513 STEM,BULK NOUN: | 80 901366513 STEM,BULK NOUN: | 2 | ALLRFPs\Saudi Energy\SEC RFP - C001685439\downloaded-rfp\SEC RFP - C001685439.xls
Saudi Energy | SEC RFP - C001685439 | 901366466 | 90 901366466 HEAD,BULK NOUN:VALVE HEAD | 90 901366466 HEAD,BULK NOUN:VALVE HEAD | 2 | ALLRFPs\Saudi Energy\SEC RFP - C001685439\downloaded-rfp\SEC RFP - C001685439.xls
Saudi Energy | SEC RFP - C001685439 | 901366533 | 100 901366533 RING, | 100 901366533 RING, | 1 | ALLRFPs\Saudi Energy\SEC RFP - C001685439\downloaded-rfp\SEC RFP - C001685439.xls
Saudi Energy | SEC RFP - C001685439 | 901366516 | 110 901366516 BUSHING,ASME | 110 901366516 BUSHING,ASME | 2 | ALLRFPs\Saudi Energy\SEC RFP - C001685439\downloaded-rfp\SEC RFP - C001685439.xls
Saudi Energy | SEC RFP - C001685439 | 901366469 | 120 901366469 SEAL,BULK NOUN:SEAL | 120 901366469 SEAL,BULK NOUN:SEAL | 2 | ALLRFPs\Saudi Energy\SEC RFP - C001685439\downloaded-rfp\SEC RFP - C001685439.xls
Saudi Energy | SEC RFP - C001685439 | 901324937 | 130 901324937 STUD,TURB,DIA,LG,#1BSD000... | 130 901324937 STUD,TURB,DIA,LG,#1BSD000347P0001 | 12 | ALLRFPs\Saudi Energy\SEC RFP - C001685439\downloaded-rfp\SEC RFP - C001685439.xls
Saudi Energy | SEC RFP - C001685439 | 901366468 | 140 901366468 SEAL,BULK NOUN:SEAL ELEME... | 140 901366468 SEAL,BULK NOUN:SEAL ELEMENT COMPL. | 1 | ALLRFPs\Saudi Energy\SEC RFP - C001685439\downloaded-rfp\SEC RFP - C001685439.xls
Saudi Energy | SEC RFP - C001685439 | 901366545 | 150 901366545 NUT,CPLG,#1BSD016822P0001 | 150 901366545 NUT,CPLG,#1BSD016822P0001 | 1 | ALLRFPs\Saudi Energy\SEC RFP - C001685439\downloaded-rfp\SEC RFP - C001685439.xls
Saudi Energy | SEC RFP - C001685439 | 901366509 | 160 901366509 SEAT,ASME | 160 901366509 SEAT,ASME | 1 | ALLRFPs\Saudi Energy\SEC RFP - C001685439\downloaded-rfp\SEC RFP - C001685439.xls
Saudi Energy | SEC RFP - C001685439 | 901366535 | 170 901366535 STUD,TURB,#TGD218954P0210 | 170 901366535 STUD,TURB,#TGD218954P0210 | 24 | ALLRFPs\Saudi Energy\SEC RFP - C001685439\downloaded-rfp\SEC RFP - C001685439.xls
Saudi Energy | SEC RFP - C001685439 | 901366486 | 180 901366486 BOLT,MACH,#1BSD000076P000... | 180 901366486 BOLT,MACH,#1BSD000076P0002 | 16 | ALLRFPs\Saudi Energy\SEC RFP - C001685439\downloaded-rfp\SEC RFP - C001685439.xls
Saudi Energy | SEC RFP - C001685439 | 901324938 | 190 901324938 STUD,TURB,DIA,LG,#NB31233... | 190 901324938 STUD,TURB,DIA,LG,#NB312333P8118 | 16 | ALLRFPs\Saudi Energy\SEC RFP - C001685439\downloaded-rfp\SEC RFP - C001685439.xls
Saudi Energy | SEC RFP - C001685439 | 901324939 | 200 901324939 STUD,TURB,DIA,LG,#NB31233... | 200 901324939 STUD,TURB,DIA,LG,#NB312333P8117 | 8 | ALLRFPs\Saudi Energy\SEC RFP - C001685439\downloaded-rfp\SEC RFP - C001685439.xls
Saudi Energy | SEC RFP - C001685439 | 901324942 | 210 901324942 STUD,TURB,DIA,LG,#NB31243... | 210 901324942 STUD,TURB,DIA,LG,#NB312433P3334 | 16 | ALLRFPs\Saudi Energy\SEC RFP - C001685439\downloaded-rfp\SEC RFP - C001685439.xls
Saudi Energy | SEC RFP - C001685439 | 901324943 | 220 901324943 SLEEVE,BULK NOUN: | 220 901324943 SLEEVE,BULK NOUN: | 24 | ALLRFPs\Saudi Energy\SEC RFP - C001685439\downloaded-rfp\SEC RFP - C001685439.xls
Saudi Energy | SEC RFP - C001685439 | 901366489 | 230 901366489 COUPLING,SHAFT,#1BSD01689... | 230 901366489 COUPLING,SHAFT,#1BSD016898P0001 | 4 | ALLRFPs\Saudi Energy\SEC RFP - C001685439\downloaded-rfp\SEC RFP - C001685439.xls
Saudi Energy | SEC RFP - C001685439 | 901366538 | 240 901366538 RING, | 240 901366538 RING, | 2 | ALLRFPs\Saudi Energy\SEC RFP - C001685439\downloaded-rfp\SEC RFP - C001685439.xls
Saudi Energy | SEC RFP - C001685439 | 901324944 | 250 901324944 PIN,BULK NOUN: | 250 901324944 PIN,BULK NOUN: | 4 | ALLRFPs\Saudi Energy\SEC RFP - C001685439\downloaded-rfp\SEC RFP - C001685439.xls
Saudi Energy | SEC RFP - C001685439 | 901366536 | 260 901366536 RING, | 260 901366536 RING, | 2 | ALLRFPs\Saudi Energy\SEC RFP - C001685439\downloaded-rfp\SEC RFP - C001685439.xls
Saudi Energy | SEC RFP - C001685439 | 901366539 | 270 901366539 RING,BULK NOUN:LOCK | 270 901366539 RING,BULK NOUN:LOCK | 2 | ALLRFPs\Saudi Energy\SEC RFP - C001685439\downloaded-rfp\SEC RFP - C001685439.xls
Saudi Energy | SEC RFP - C001685439 | 901366479 | 280 901366479 SPINDLE,BULK NOUN: | 280 901366479 SPINDLE,BULK NOUN: | 2 | ALLRFPs\Saudi Energy\SEC RFP - C001685439\downloaded-rfp\SEC RFP - C001685439.xls
Saudi Energy | SEC RFP - C001685439 | 901366481 | 290 901366481 DIFFUSER,TURB,#1BSD013058... | 290 901366481 DIFFUSER,TURB,#1BSD013058P0001 | 2 | ALLRFPs\Saudi Energy\SEC RFP - C001685439\downloaded-rfp\SEC RFP - C001685439.xls
Saudi Energy | SEC RFP - C001685439 | 901366480 | 300 901366480 BODY,BULK NOUN: | 300 901366480 BODY,BULK NOUN: | 2 | ALLRFPs\Saudi Energy\SEC RFP - C001685439\downloaded-rfp\SEC RFP - C001685439.xls
Saudi Energy | SEC RFP - C001685439 | 901366537 | 310 901366537 RING, | 310 901366537 RING, | 1 | ALLRFPs\Saudi Energy\SEC RFP - C001685439\downloaded-rfp\SEC RFP - C001685439.xls
Saudi Energy | SEC RFP - C001685439 | 901366495 | 320 901366495 RING, | 320 901366495 RING, | 1 | ALLRFPs\Saudi Energy\SEC RFP - C001685439\downloaded-rfp\SEC RFP - C001685439.xls
Saudi Energy | SEC RFP - C001685439 | 901366467 | 330 901366467 SEAL,BULK NOUN:SEAL | 330 901366467 SEAL,BULK NOUN:SEAL | 1 | ALLRFPs\Saudi Energy\SEC RFP - C001685439\downloaded-rfp\SEC RFP - C001685439.xls
Saudi Energy | SEC RFP - C001685439 | 901366598 | 340 901366598 BFL:FL,MATL:STL,,PROC FL:... | 340 901366598 BFL:FL,MATL:STL,,PROC FL:LIQUID,SZ:,STAN | 1 | ALLRFPs\Saudi Energy\SEC RFP - C001685439\downloaded-rfp\SEC RFP - C001685439.xls
Saudi Energy | SEC RFP - C001685439 | 901366518 | 350 901366518 RING, | 350 901366518 RING, | 1 | ALLRFPs\Saudi Energy\SEC RFP - C001685439\downloaded-rfp\SEC RFP - C001685439.xls
Saudi Energy | SEC RFP - C001685439 | 901366471 | 360 901366471 SEAL,BULK NOUN:SEAL ELEME... | 360 901366471 SEAL,BULK NOUN:SEAL ELEMENT COMPL. | 1 | ALLRFPs\Saudi Energy\SEC RFP - C001685439\downloaded-rfp\SEC RFP - C001685439.xls
Saudi Energy | SEC RFP - C001685439 | 901366522 | 370 901366522 BUSHING,ASME | 370 901366522 BUSHING,ASME | 1 | ALLRFPs\Saudi Energy\SEC RFP - C001685439\downloaded-rfp\SEC RFP - C001685439.xls
Saudi Energy | SEC RFP - C001685439 | 901366525 | 380 901366525 BUSHING,ASME | 380 901366525 BUSHING,ASME | 1 | ALLRFPs\Saudi Energy\SEC RFP - C001685439\downloaded-rfp\SEC RFP - C001685439.xls
Saudi Energy | SEC RFP - C001685439 | 901366526 | 390 901366526 BUSHING,ASME | 390 901366526 BUSHING,ASME | 1 | ALLRFPs\Saudi Energy\SEC RFP - C001685439\downloaded-rfp\SEC RFP - C001685439.xls
Saudi Energy | SEC RFP - C001685439 | 901366493 | 400 901366493 NUT,CPLG,#1BSD016823P0001 | 400 901366493 NUT,CPLG,#1BSD016823P0001 | 1 | ALLRFPs\Saudi Energy\SEC RFP - C001685439\downloaded-rfp\SEC RFP - C001685439.xls
Saudi Energy | SEC RFP - C001685439 | 901324947 | 410 901324947 GASKET,SPRLWND,PS,SZ,#107... | 410 901324947 GASKET,SPRLWND,PS,SZ,#107T0038P0001 | 1 | ALLRFPs\Saudi Energy\SEC RFP - C001685439\downloaded-rfp\SEC RFP - C001685439.xls
Saudi Energy | SEC RFP - C001685439 | 901366599 | 420 901366599 CNTRL:BULK NOUN,PARENT EQ... | 420 901366599 CNTRL:BULK NOUN,PARENT EQUIPMENT/FUNCTIO | 1 | ALLRFPs\Saudi Energy\SEC RFP - C001685439\downloaded-rfp\SEC RFP - C001685439.xls
Saudi Energy | SEC RFP - C001685439 | 901324887 | 430 901324887 GASKET,SPRLWND,PS,SZ,#N56... | 430 901324887 GASKET,SPRLWND,PS,SZ,#N5605P04003G2 | 4 | ALLRFPs\Saudi Energy\SEC RFP - C001685439\downloaded-rfp\SEC RFP - C001685439.xls
Saudi Energy | SEC RFP - C001685439 | 901324888 | 440 901324888 GASKET,SPRLWND,PS,SZ,#N56... | 440 901324888 GASKET,SPRLWND,PS,SZ,#N5606P01515C22 | 4 | ALLRFPs\Saudi Energy\SEC RFP - C001685439\downloaded-rfp\SEC RFP - C001685439.xls
Saudi Energy | SEC RFP - C001685439 | 901366532 | 450 901366532 HOSE,NON-METALLIC:HOSE AM... | 450 901366532 HOSE,NON-METALLIC:HOSE AMP; HOSE ASSEMBL | 1 | ALLRFPs\Saudi Energy\SEC RFP - C001685439\downloaded-rfp\SEC RFP - C001685439.xls
Saudi Energy | SEC RFP - C001685439 | 901325049 | 460 901325049 GASKET,SPRLWND,PS,SZ,#267... | 460 901325049 GASKET,SPRLWND,PS,SZ,#267B4534P0001 | 1 | ALLRFPs\Saudi Energy\SEC RFP - C001685439\downloaded-rfp\SEC RFP - C001685439.xls
Saudi Energy | SEC RFP - C001685439 | 901366470 | 470 901366470 BEARING ASSEMBLY,ASME | 470 901366470 BEARING ASSEMBLY,ASME | 1 | ALLRFPs\Saudi Energy\SEC RFP - C001685439\downloaded-rfp\SEC RFP - C001685439.xls
Saudi Energy | SEC RFP - C001685439 | 901366571 | 480 901366571 CONTROL,IEC | 480 901366571 CONTROL,IEC | 1 | ALLRFPs\Saudi Energy\SEC RFP - C001685439\downloaded-rfp\SEC RFP - C001685439.xls
Saudi Energy | SEC RFP - C001685439 | 901324949 | 490 901324949 SHIM,CLEARANCE ADJUSTING: | 490 901324949 SHIM,CLEARANCE ADJUSTING: | 2 | ALLRFPs\Saudi Energy\SEC RFP - C001685439\downloaded-rfp\SEC RFP - C001685439.xls
Saudi Energy | SEC RFP - C001685439 | 901324950 | 500 901324950 SHIM,CLEARANCE ADJUSTING: | 500 901324950 SHIM,CLEARANCE ADJUSTING: | 2 | ALLRFPs\Saudi Energy\SEC RFP - C001685439\downloaded-rfp\SEC RFP - C001685439.xls
Saudi Energy | SEC RFP - C001685439 | 901324951 | 510 901324951 SHIM,CLEARANCE ADJUSTING: | 510 901324951 SHIM,CLEARANCE ADJUSTING: | 1 | ALLRFPs\Saudi Energy\SEC RFP - C001685439\downloaded-rfp\SEC RFP - C001685439.xls
Saudi Energy | SEC RFP - C001685439 | 901324952 | 520 901324952 SHIM,CLEARANCE ADJUSTING: | 520 901324952 SHIM,CLEARANCE ADJUSTING: | 1 | ALLRFPs\Saudi Energy\SEC RFP - C001685439\downloaded-rfp\SEC RFP - C001685439.xls
Saudi Energy | SEC RFP - C001685439 | 901366530 | 530 901366530 HOSE,NON-METALLIC:HOSE AN... | 530 901366530 HOSE,NON-METALLIC:HOSE AND HOSE ASSY | 1 | ALLRFPs\Saudi Energy\SEC RFP - C001685439\downloaded-rfp\SEC RFP - C001685439.xls
Saudi Energy | SEC RFP - C001685439 | 901366529 | 540 901366529 HOSE,NON-METALLIC:HOSE AN... | 540 901366529 HOSE,NON-METALLIC:HOSE AND HOSE ASSY | 1 | ALLRFPs\Saudi Energy\SEC RFP - C001685439\downloaded-rfp\SEC RFP - C001685439.xls
Saudi Energy | SEC RFP - C001685439 | 901366029 | 550 901366029 ASSEMBLY,BULK NOUN:ELBOW,... | 550 901366029 ASSEMBLY,BULK NOUN:ELBOW, NOZZLE, PIPE A | 3 | ALLRFPs\Saudi Energy\SEC RFP - C001685439\downloaded-rfp\SEC RFP - C001685439.xls
Saudi Energy | SEC RFP - C001685439 | 901366030 | 560 901366030 ASSEMBLY,BULK NOUN:ELBOW,... | 560 901366030 ASSEMBLY,BULK NOUN:ELBOW, NOZZLE, PIPE A | 3 | ALLRFPs\Saudi Energy\SEC RFP - C001685439\downloaded-rfp\SEC RFP - C001685439.xls
Saudi Energy | SEC RFP - C001685439 | 901367402 | 570 901367402 BOLT SET:SHLDR | 570 901367402 BOLT SET:SHLDR | 1 | ALLRFPs\Saudi Energy\SEC RFP - C001685439\downloaded-rfp\SEC RFP - C001685439.xls
Saudi Energy | SEC RFP - C001685439 | 901367403 | 580 901367403 BOLT SET:SHLDR | 580 901367403 BOLT SET:SHLDR | 1 | ALLRFPs\Saudi Energy\SEC RFP - C001685439\downloaded-rfp\SEC RFP - C001685439.xls
Saudi Energy | SEC RFP - C001685439 | 901324841 | 590 901324841 COUPLING,SHAFT,BORE,OD,LG... | 590 901324841 COUPLING,SHAFT,BORE,OD,LG,#120T8575G0001 | 1 | ALLRFPs\Saudi Energy\SEC RFP - C001685439\downloaded-rfp\SEC RFP - C001685439.xls
Saudi Energy | SEC RFP - C001685439 | 901367615 | 600 901367615 SCR:CAP | 600 901367615 SCR:CAP | 4 | ALLRFPs\Saudi Energy\SEC RFP - C001685439\downloaded-rfp\SEC RFP - C001685439.xls
Saudi Energy | SEC RFP - C001685439 | 901367610 | 610 901367610 SCR:CAP | 610 901367610 SCR:CAP | 4 | ALLRFPs\Saudi Energy\SEC RFP - C001685439\downloaded-rfp\SEC RFP - C001685439.xls
Saudi Energy | SEC RFP - C001685439 | 901367614 | 620 901367614 SCR:CAP | 620 901367614 SCR:CAP | 4 | ALLRFPs\Saudi Energy\SEC RFP - C001685439\downloaded-rfp\SEC RFP - C001685439.xls
Saudi Energy | SEC RFP - C001685439 | 901367500 | 630 901367500 SCR:CAP | 630 901367500 SCR:CAP | 4 | ALLRFPs\Saudi Energy\SEC RFP - C001685439\downloaded-rfp\SEC RFP - C001685439.xls
Saudi Energy | SEC RFP - C001685439 | 901367363 | 640 901367363 STRIP:BULK NOUN | 640 901367363 STRIP:BULK NOUN | 2 | ALLRFPs\Saudi Energy\SEC RFP - C001685439\downloaded-rfp\SEC RFP - C001685439.xls
Saudi Energy | SEC RFP - C001685439 | 901367415 | 650 901367415 STUD:ALL-THREAD | 650 901367415 STUD:ALL-THREAD | 1 | ALLRFPs\Saudi Energy\SEC RFP - C001685439\downloaded-rfp\SEC RFP - C001685439.xls
Saudi Energy | SEC RFP - C001685439 | 901367481 | 660 901367481 GUARD:BULK NOUN | 660 901367481 GUARD:BULK NOUN | 1 | ALLRFPs\Saudi Energy\SEC RFP - C001685439\downloaded-rfp\SEC RFP - C001685439.xls
Saudi Energy | SEC RFP - C001685439 | 901367599 | 670 901367599 KEY:LK | 670 901367599 KEY:LK | 2 | ALLRFPs\Saudi Energy\SEC RFP - C001685439\downloaded-rfp\SEC RFP - C001685439.xls
Saudi Energy | SEC RFP - C001685439 | 901367600 | 680 901367600 KEY:LK | 680 901367600 KEY:LK | 3 | ALLRFPs\Saudi Energy\SEC RFP - C001685439\downloaded-rfp\SEC RFP - C001685439.xls
Saudi Energy | SEC RFP - C001685439 | 901367574 | 690 901367574 KEY:LK | 690 901367574 KEY:LK | 4 | ALLRFPs\Saudi Energy\SEC RFP - C001685439\downloaded-rfp\SEC RFP - C001685439.xls
Saudi Energy | SEC RFP - C001685439 | 901367575 | 700 901367575 KEY:LK | 700 901367575 KEY:LK | 2 | ALLRFPs\Saudi Energy\SEC RFP - C001685439\downloaded-rfp\SEC RFP - C001685439.xls
Saudi Energy | SEC RFP - C001685439 | 901367576 | 710 901367576 KEY:LK | 710 901367576 KEY:LK | 2 | ALLRFPs\Saudi Energy\SEC RFP - C001685439\downloaded-rfp\SEC RFP - C001685439.xls
Saudi Energy | SEC RFP - C001685439 | 901367601 | 720 901367601 KEY:LK | 720 901367601 KEY:LK | 2 | ALLRFPs\Saudi Energy\SEC RFP - C001685439\downloaded-rfp\SEC RFP - C001685439.xls
Saudi Energy | SEC RFP - C001685439 | 901367577 | 730 901367577 KEY:LK | 730 901367577 KEY:LK | 2 | ALLRFPs\Saudi Energy\SEC RFP - C001685439\downloaded-rfp\SEC RFP - C001685439.xls
Saudi Energy | SEC RFP - C001685439 | 901367578 | 740 901367578 KEY:LK | 740 901367578 KEY:LK | 2 | ALLRFPs\Saudi Energy\SEC RFP - C001685439\downloaded-rfp\SEC RFP - C001685439.xls
Saudi Energy | SEC RFP - C001685439 | 901367605 | 750 901367605 KEY:LK | 750 901367605 KEY:LK | 4 | ALLRFPs\Saudi Energy\SEC RFP - C001685439\downloaded-rfp\SEC RFP - C001685439.xls
Saudi Energy | SEC RFP - C001685439 | 901367640 | 760 901367640 SCR:CAP | 760 901367640 SCR:CAP | 6 | ALLRFPs\Saudi Energy\SEC RFP - C001685439\downloaded-rfp\SEC RFP - C001685439.xls
Saudi Energy | SEC RFP - C001685439 | 901367597 | 770 901367597 BSHNG:BULK NOUN | 770 901367597 BSHNG:BULK NOUN | 6 | ALLRFPs\Saudi Energy\SEC RFP - C001685439\downloaded-rfp\SEC RFP - C001685439.xls
Saudi Energy | SEC RFP - C001685439 | 901367598 | 780 901367598 KEY:LK | 780 901367598 KEY:LK | 2 | ALLRFPs\Saudi Energy\SEC RFP - C001685439\downloaded-rfp\SEC RFP - C001685439.xls
Saudi Energy | SEC RFP - C001685439 | 901367606 | 790 901367606 KEY:LK | 790 901367606 KEY:LK | 2 | ALLRFPs\Saudi Energy\SEC RFP - C001685439\downloaded-rfp\SEC RFP - C001685439.xls
Saudi Energy | SEC RFP - C001685439 | 901367602 | 800 901367602 WEDGE:BULK NOUN | 800 901367602 WEDGE:BULK NOUN | 8 | ALLRFPs\Saudi Energy\SEC RFP - C001685439\downloaded-rfp\SEC RFP - C001685439.xls
Saudi Energy | SEC RFP - C001685439 | 901367364 | 810 901367364 STRIP:BULK NOUN | 810 901367364 STRIP:BULK NOUN | 6 | ALLRFPs\Saudi Energy\SEC RFP - C001685439\downloaded-rfp\SEC RFP - C001685439.xls
Saudi Energy | SEC RFP - C001685439 | 901367416 | 820 901367416 BLT:MACH | 820 901367416 BLT:MACH | 2 | ALLRFPs\Saudi Energy\SEC RFP - C001685439\downloaded-rfp\SEC RFP - C001685439.xls
Saudi Energy | SEC RFP - C001685439 | 901367470 | 830 901367470 PLUG:BULK NOUN | 830 901367470 PLUG:BULK NOUN | 15 | ALLRFPs\Saudi Energy\SEC RFP - C001685439\downloaded-rfp\SEC RFP - C001685439.xls
Saudi Energy | SEC RFP - C001685439 | 901324926 | 840 901324926 GASKET,FLG,NSPRL,PS,ID,OD... | 840 901324926 GASKET,FLG,NSPRL,PS,ID,OD,#215D3715P0001 | 4 | ALLRFPs\Saudi Energy\SEC RFP - C001685439\downloaded-rfp\SEC RFP - C001685439.xls
Saudi Energy | SEC RFP - C001685439 | 901114624 | 850 901114624 SEAL,SSTL | 850 901114624 SEAL,SSTL | 16 | ALLRFPs\Saudi Energy\SEC RFP - C001685439\downloaded-rfp\SEC RFP - C001685439.xls
Saudi Energy | SEC RFP - C001685439 | 901324927 | 860 901324927 GASKET,SPRLWND,PS,SZ,#118... | 860 901324927 GASKET,SPRLWND,PS,SZ,#118C3185P0001 | 8 | ALLRFPs\Saudi Energy\SEC RFP - C001685439\downloaded-rfp\SEC RFP - C001685439.xls
Saudi Energy | SEC RFP - C001685439 | 901324928 | 870 901324928 GASKET,FLG,NSPRL,PS,ID,OD... | 870 901324928 GASKET,FLG,NSPRL,PS,ID,OD,#252C3468P0001 | 4 | ALLRFPs\Saudi Energy\SEC RFP - C001685439\downloaded-rfp\SEC RFP - C001685439.xls
Saudi Energy | SEC RFP - C001685439 | 901367533 | 880 901367533 CSG:BULK NOUN | 880 901367533 CSG:BULK NOUN | 2 | ALLRFPs\Saudi Energy\SEC RFP - C001685439\downloaded-rfp\SEC RFP - C001685439.xls
Saudi Energy | SEC RFP - C001685439 | 901365728 | 890 901365728 DEFLECTOR,FLUID:OIL DEFL ... | 890 901365728 DEFLECTOR,FLUID:OIL DEFL MID MACH | 2 | ALLRFPs\Saudi Energy\SEC RFP - C001685439\downloaded-rfp\SEC RFP - C001685439.xls
Saudi Energy | SEC RFP - C001685439 | 901365491 | 900 901365491 SEAL,BULK NOUN:SEAL RING ... | 900 901365491 SEAL,BULK NOUN:SEAL RING GAS SIDE | 2 | ALLRFPs\Saudi Energy\SEC RFP - C001685439\downloaded-rfp\SEC RFP - C001685439.xls
Saudi Energy | SEC RFP - C001685439 | 901365493 | 910 901365493 SEAL,BULK NOUN:SEAL RING ... | 910 901365493 SEAL,BULK NOUN:SEAL RING AIR SIDE | 2 | ALLRFPs\Saudi Energy\SEC RFP - C001685439\downloaded-rfp\SEC RFP - C001685439.xls
Saudi Energy | SEC RFP - C001685439 | 901367547 | 920 901367547 DEFLECTOR:FL | 920 901367547 DEFLECTOR:FL | 2 | ALLRFPs\Saudi Energy\SEC RFP - C001685439\downloaded-rfp\SEC RFP - C001685439.xls
Saudi Energy | SEC RFP - C001685439 | 901367650 | 930 901367650 PIN:BULK NOUN | 930 901367650 PIN:BULK NOUN | 3 | ALLRFPs\Saudi Energy\SEC RFP - C001685439\downloaded-rfp\SEC RFP - C001685439.xls
Saudi Energy | SEC RFP - C001685439 | 901365682 | 940 901365682 GASKET,BULK NOUN:GASKOSEA... | 940 901365682 GASKET,BULK NOUN:GASKOSEAL GASKET | 8 | ALLRFPs\Saudi Energy\SEC RFP - C001685439\downloaded-rfp\SEC RFP - C001685439.xls
Saudi Energy | SEC RFP - C001685439 | 909109115 | 950 909109115 BEARING ASSEMBLY,BULK NOU... | 950 909109115 BEARING ASSEMBLY,BULK NOUN:STEAM TURBINE | 1 | ALLRFPs\Saudi Energy\SEC RFP - C001685439\downloaded-rfp\SEC RFP - C001685439.xls
Saudi Energy | SEC RFP - C001685439 | 909109116 | 960 909109116 BEARING ASSEMBLY,BULK NOU... | 960 909109116 BEARING ASSEMBLY,BULK NOUN:STEAM TURBINE | 1 | ALLRFPs\Saudi Energy\SEC RFP - C001685439\downloaded-rfp\SEC RFP - C001685439.xls
Saudi Energy | SEC RFP - C001685439 | 909109117 | 970 909109117 BEARING ASSEMBLY,STEAM TU... | 970 909109117 BEARING ASSEMBLY,STEAM TURBINE BEARING,T | 1 | ALLRFPs\Saudi Energy\SEC RFP - C001685439\downloaded-rfp\SEC RFP - C001685439.xls
Saudi Energy | SEC RFP - C001685439 | 909109118 | 980 909109118 BEARING ASSEMBLY,BULK NOU... | 980 909109118 BEARING ASSEMBLY,BULK NOUN:STEAM TURBINE | 2 | ALLRFPs\Saudi Energy\SEC RFP - C001685439\downloaded-rfp\SEC RFP - C001685439.xls
Saudi Energy | SEC RFP - C001685439 | 909109114 | 990 909109114 BEARING ASSEMBLY,BULK NOU... | 990 909109114 BEARING ASSEMBLY,BULK NOUN:STEAM TURBINE | 1 | ALLRFPs\Saudi Energy\SEC RFP - C001685439\downloaded-rfp\SEC RFP - C001685439.xls
Saudi Energy | SEC RFP - C001685439 | 909109144 | 1000 909109144 BEARING ASSEMBLY,BULK NOU... | 1000 909109144 BEARING ASSEMBLY,BULK NOUN:STEAM TURBINE | 1 | ALLRFPs\Saudi Energy\SEC RFP - C001685439\downloaded-rfp\SEC RFP - C001685439.xls
Saudi Energy | SEC RFP - C001685439 | 901367418 | 1010 901367418 BRG:PLN | 1010 901367418 BRG:PLN | 1 | ALLRFPs\Saudi Energy\SEC RFP - C001685439\downloaded-rfp\SEC RFP - C001685439.xls
Saudi Energy | SEC RFP - C001685439 | 901366519 | 1020 901366519 DEFLECTOR,FLUID:OIL DEFLE... | 1020 901366519 DEFLECTOR,FLUID:OIL DEFLECTOR T1 GE | 1 | ALLRFPs\Saudi Energy\SEC RFP - C001685439\downloaded-rfp\SEC RFP - C001685439.xls
Saudi Energy | SEC RFP - C001685439 | 901366523 | 1030 901366523 DEFLECTOR,FLUID:OIL DEFLE... | 1030 901366523 DEFLECTOR,FLUID:OIL DEFLECTOR T2 TE | 1 | ALLRFPs\Saudi Energy\SEC RFP - C001685439\downloaded-rfp\SEC RFP - C001685439.xls
Saudi Energy | SEC RFP - C001685439 | 901366517 | 1040 901366517 DEFLECTOR,FLUID:OIL DEFLE... | 1040 901366517 DEFLECTOR,FLUID:OIL DEFLECTOR T3 GE | 2 | ALLRFPs\Saudi Energy\SEC RFP - C001685439\downloaded-rfp\SEC RFP - C001685439.xls
Saudi Energy | SEC RFP - C001685439 | 901366520 | 1050 901366520 DEFLECTOR,FLUID:OIL DEFLE... | 1050 901366520 DEFLECTOR,FLUID:OIL DEFLECTOR T6 GE | 1 | ALLRFPs\Saudi Energy\SEC RFP - C001685439\downloaded-rfp\SEC RFP - C001685439.xls
Saudi Energy | SEC RFP - C001685439 | 901366524 | 1060 901366524 DEFLECTOR,FLUID:OIL DEFLE... | 1060 901366524 DEFLECTOR,FLUID:OIL DEFLECTOR T6 TE | 1 | ALLRFPs\Saudi Energy\SEC RFP - C001685439\downloaded-rfp\SEC RFP - C001685439.xls
Saudi Energy | SEC RFP - C001685439 | 901365729 | 1070 901365729 DEFLECTOR,FLUID:OIL DEFL ... | 1070 901365729 DEFLECTOR,FLUID:OIL DEFL OUTER | 2 | ALLRFPs\Saudi Energy\SEC RFP - C001685439\downloaded-rfp\SEC RFP - C001685439.xls
Saudi Energy | SEC RFP - C001685439 | 901367419 | 1080 901367419 PD:BULK NOUN | 1080 901367419 PD:BULK NOUN | 1 | ALLRFPs\Saudi Energy\SEC RFP - C001685439\downloaded-rfp\SEC RFP - C001685439.xls
Saudi Energy | SEC RFP - C001685439 | 901367422 | 1090 901367422 PD:BULK NOUN | 1090 901367422 PD:BULK NOUN | 1 | ALLRFPs\Saudi Energy\SEC RFP - C001685439\downloaded-rfp\SEC RFP - C001685439.xls
Saudi Energy | SEC RFP - C001685439 | 901367482 | 1100 901367482 GLD:CBL,RTD/TC GLAND ASSE... | 1100 901367482 GLD:CBL,RTD/TC GLAND ASSEMBLY STANDARD/S | 6 | ALLRFPs\Saudi Energy\SEC RFP - C001685439\downloaded-rfp\SEC RFP - C001685439.xls
Saudi Energy | SEC RFP - C001685439 | 901367423 | 1110 901367423 BLADE SET:FAN | 1110 901367423 BLADE SET:FAN | 1 | ALLRFPs\Saudi Energy\SEC RFP - C001685439\downloaded-rfp\SEC RFP - C001685439.xls
Saudi Energy | SEC RFP - C001685439 | 901367401 | 1120 901367401 BLADE SET:FAN | 1120 901367401 BLADE SET:FAN | 1 | ALLRFPs\Saudi Energy\SEC RFP - C001685439\downloaded-rfp\SEC RFP - C001685439.xls
Saudi Energy | SEC RFP - C001685439 | 901366607 | 1130 901366607 BLADE SET,FAN:WOODEN,ALUM... | 1130 901366607 BLADE SET,FAN:WOODEN,ALUMINUM,31,94.06 M | 2 | ALLRFPs\Saudi Energy\SEC RFP - C001685439\downloaded-rfp\SEC RFP - C001685439.xls
Saudi Energy | SEC RFP - C001685439 | 900380793 | 1140 900380793 ACTUATOR,HYD,248 BAR,#CXE... | 1140 900380793 ACTUATOR,HYD,248 BAR,#CXE1MF319090208F20 | 1 | ALLRFPs\Saudi Energy\SEC RFP - C001685439\downloaded-rfp\SEC RFP - C001685439.xls
Saudi Energy | SEC RFP - C001685439 | 900380838 | 1150 900380838 KIT,BULK NOUN:(FILTERS) (... | 1150 900380838 KIT,BULK NOUN:(FILTERS) (BOLTS) (SEALS) | 1 | ALLRFPs\Saudi Energy\SEC RFP - C001685439\downloaded-rfp\SEC RFP - C001685439.xls
Saudi Energy | SEC RFP - C001685439 | 900380792 | 1160 900380792 ACTUATOR,HYD,248 BAR,#CGE... | 1160 900380792 ACTUATOR,HYD,248 BAR,#CGE1MF316060155F20 | 1 | ALLRFPs\Saudi Energy\SEC RFP - C001685439\downloaded-rfp\SEC RFP - C001685439.xls
Saudi Energy | SEC RFP - C001685439 | 900380839 | 1170 900380839 KIT,BULK NOUN:(FILTERS) (... | 1170 900380839 KIT,BULK NOUN:(FILTERS) (BOLTS) (SEALS) | 1 | ALLRFPs\Saudi Energy\SEC RFP - C001685439\downloaded-rfp\SEC RFP - C001685439.xls
Saudi Energy | SEC RFP - C001685439 | 900380794 | 1180 900380794 ACTUATOR,HYD,248 BAR,#CGE... | 1180 900380794 ACTUATOR,HYD,248 BAR,#CGE1MF32009084F20G | 1 | ALLRFPs\Saudi Energy\SEC RFP - C001685439\downloaded-rfp\SEC RFP - C001685439.xls
Saudi Energy | SEC RFP - C001685439 | 900380835 | 1190 900380835 KIT,BULK NOUN:(FILTERS) (... | 1190 900380835 KIT,BULK NOUN:(FILTERS) (BOLTS) (SEALS) | 1 | ALLRFPs\Saudi Energy\SEC RFP - C001685439\downloaded-rfp\SEC RFP - C001685439.xls
Saudi Energy | SEC RFP - C001685439 | 900380791 | 1200 900380791 ACTUATOR,HYD,248 BAR,#CGE... | 1200 900380791 ACTUATOR,HYD,248 BAR,#CGE1MF32009069F20G | 1 | ALLRFPs\Saudi Energy\SEC RFP - C001685439\downloaded-rfp\SEC RFP - C001685439.xls
Saudi Energy | SEC RFP - C001685439 | 900380837 | 1210 900380837 KIT,BULK NOUN:(FILTERS) (... | 1210 900380837 KIT,BULK NOUN:(FILTERS) (BOLTS) (SEALS) | 1 | ALLRFPs\Saudi Energy\SEC RFP - C001685439\downloaded-rfp\SEC RFP - C001685439.xls
Saudi Energy | SEC RFP - C001685439 | 901324845 | 1220 901324845 VALVE,BTRFL,#120T7684P000... | 1220 901324845 VALVE,BTRFL,#120T7684P0001 | 1 | ALLRFPs\Saudi Energy\SEC RFP - C001685439\downloaded-rfp\SEC RFP - C001685439.xls
Saudi Energy | SEC RFP - C001685439 | 901324846 | 1230 901324846 VALVE,BTRFL,#120T7689P000... | 1230 901324846 VALVE,BTRFL,#120T7689P0001 | 1 | ALLRFPs\Saudi Energy\SEC RFP - C001685439\downloaded-rfp\SEC RFP - C001685439.xls
Saudi Energy | SEC RFP - C001685439 | 901324847 | 1240 901324847 FILTER,AIR,HSG,#D52309 | 1240 901324847 FILTER,AIR,HSG,#D52309 | 2 | ALLRFPs\Saudi Energy\SEC RFP - C001685439\downloaded-rfp\SEC RFP - C001685439.xls
Saudi Energy | SEC RFP - C001685439 | 901324848 | 1250 901324848 TRAP,AIR/GAS: | 1250 901324848 TRAP,AIR/GAS: | 1 | ALLRFPs\Saudi Energy\SEC RFP - C001685439\downloaded-rfp\SEC RFP - C001685439.xls
Saudi Energy | SEC RFP - C001685439 | 901324850 | 1260 901324850 HEATER,SPACE,#D53251 | 1260 901324850 HEATER,SPACE,#D53251 | 1 | ALLRFPs\Saudi Energy\SEC RFP - C001685439\downloaded-rfp\SEC RFP - C001685439.xls
Saudi Energy | SEC RFP - C001685439 | 901324851 | 1270 901324851 VALVE,DIAPH,BODY,CONN,#D5... | 1270 901324851 VALVE,DIAPH,BODY,CONN,#D57025 | 1 | ALLRFPs\Saudi Energy\SEC RFP - C001685439\downloaded-rfp\SEC RFP - C001685439.xls
Saudi Energy | SEC RFP - C001685439 | 901324852 | 1280 901324852 VALVE,DIAPH,BODY,CONN,#D5... | 1280 901324852 VALVE,DIAPH,BODY,CONN,#D57026 | 1 | ALLRFPs\Saudi Energy\SEC RFP - C001685439\downloaded-rfp\SEC RFP - C001685439.xls
Saudi Energy | SEC RFP - C001685439 | 901324853 | 1290 901324853 VALVE,SPECIAL PURPOSE: | 1290 901324853 VALVE,SPECIAL PURPOSE: | 1 | ALLRFPs\Saudi Energy\SEC RFP - C001685439\downloaded-rfp\SEC RFP - C001685439.xls
Saudi Energy | SEC RFP - C001685439 | 901324854 | 1300 901324854 KIT,BULK NOUN: | 1300 901324854 KIT,BULK NOUN: | 1 | ALLRFPs\Saudi Energy\SEC RFP - C001685439\downloaded-rfp\SEC RFP - C001685439.xls
Saudi Energy | SEC RFP - C001685439 | 901324856 | 1310 901324856 GASKET,SPRLWND,PS,SZ,#D52... | 1310 901324856 GASKET,SPRLWND,PS,SZ,#D52565 | 4 | ALLRFPs\Saudi Energy\SEC RFP - C001685439\downloaded-rfp\SEC RFP - C001685439.xls
Saudi Energy | SEC RFP - C001685439 | 901324857 | 1320 901324857 FILTER,WATER,HSG,#303A202... | 1320 901324857 FILTER,WATER,HSG,#303A2026P0005 | 2 | ALLRFPs\Saudi Energy\SEC RFP - C001685439\downloaded-rfp\SEC RFP - C001685439.xls
Saudi Energy | SEC RFP - C001685439 | 901324858 | 1330 901324858 FILTER,WATER,HSG,#303A202... | 1330 901324858 FILTER,WATER,HSG,#303A2026P0006 | 2 | ALLRFPs\Saudi Energy\SEC RFP - C001685439\downloaded-rfp\SEC RFP - C001685439.xls
Saudi Energy | SEC RFP - C001685439 | 901324859 | 1340 901324859 STUD,TURB,DIA,LG,#U605P32... | 1340 901324859 STUD,TURB,DIA,LG,#U605P324L4738 | 1 | ALLRFPs\Saudi Energy\SEC RFP - C001685439\downloaded-rfp\SEC RFP - C001685439.xls
Saudi Energy | SEC RFP - C001685439 | 901324860 | 1350 901324860 STUD,TURB,DIA,LG,#U605P22... | 1350 901324860 STUD,TURB,DIA,LG,#U605P222L4512 | 6 | ALLRFPs\Saudi Energy\SEC RFP - C001685439\downloaded-rfp\SEC RFP - C001685439.xls
Saudi Energy | SEC RFP - C001685439 | 901324861 | 1360 901324861 STUD,TURB,DIA,LG,#U606P32... | 1360 901324861 STUD,TURB,DIA,LG,#U606P322L2912 | 3 | ALLRFPs\Saudi Energy\SEC RFP - C001685439\downloaded-rfp\SEC RFP - C001685439.xls
Saudi Energy | SEC RFP - C001685439 | 901324862 | 1370 901324862 STUD,TURB,DIA,LG,#U606P32... | 1370 901324862 STUD,TURB,DIA,LG,#U606P325L3438 | 1 | ALLRFPs\Saudi Energy\SEC RFP - C001685439\downloaded-rfp\SEC RFP - C001685439.xls
Saudi Energy | SEC RFP - C001685439 | 901324863 | 1380 901324863 STUD,TURB,DIA,LG,#U7002D2... | 1380 901324863 STUD,TURB,DIA,LG,#U7002D26L3562 | 1 | ALLRFPs\Saudi Energy\SEC RFP - C001685439\downloaded-rfp\SEC RFP - C001685439.xls
Saudi Energy | SEC RFP - C001685439 | 901324864 | 1390 901324864 STUD,TURB,DIA,LG,#U7001C2... | 1390 901324864 STUD,TURB,DIA,LG,#U7001C26L4975 | 1 | ALLRFPs\Saudi Energy\SEC RFP - C001685439\downloaded-rfp\SEC RFP - C001685439.xls
Saudi Energy | SEC RFP - C001685439 | 901324865 | 1400 901324865 STUD,TURB,DIA,LG,#U605P22... | 1400 901324865 STUD,TURB,DIA,LG,#U605P224L4738 | 2 | ALLRFPs\Saudi Energy\SEC RFP - C001685439\downloaded-rfp\SEC RFP - C001685439.xls
Saudi Energy | SEC RFP - C001685439 | 901324866 | 1410 901324866 STUD,TURB,DIA,LG,#U605P22... | 1410 901324866 STUD,TURB,DIA,LG,#U605P225L4862 | 2 | ALLRFPs\Saudi Energy\SEC RFP - C001685439\downloaded-rfp\SEC RFP - C001685439.xls
Saudi Energy | SEC RFP - C001685439 | 901324867 | 1420 901324867 STUD,TURB,DIA,LG,#U7000D2... | 1420 901324867 STUD,TURB,DIA,LG,#U7000D28L5188 | 1 | ALLRFPs\Saudi Energy\SEC RFP - C001685439\downloaded-rfp\SEC RFP - C001685439.xls
Saudi Energy | SEC RFP - C001685439 | 901324868 | 1430 901324868 STUD,TURB,DIA,LG,#119T263... | 1430 901324868 STUD,TURB,DIA,LG,#119T2639P0001 | 4 | ALLRFPs\Saudi Energy\SEC RFP - C001685439\downloaded-rfp\SEC RFP - C001685439.xls
Saudi Energy | SEC RFP - C001685439 | 901324870 | 1440 901324870 STUD,TURB,DIA,LG,#U606P22... | 1440 901324870 STUD,TURB,DIA,LG,#U606P221L2575 | 1 | ALLRFPs\Saudi Energy\SEC RFP - C001685439\downloaded-rfp\SEC RFP - C001685439.xls
Saudi Energy | SEC RFP - C001685439 | 901324871 | 1450 901324871 STUD,TURB,DIA,LG,#U624P31... | 1450 901324871 STUD,TURB,DIA,LG,#U624P312L0762 | 1 | ALLRFPs\Saudi Energy\SEC RFP - C001685439\downloaded-rfp\SEC RFP - C001685439.xls
Saudi Energy | SEC RFP - C001685439 | 901324872 | 1460 901324872 STUD,TURB,DIA,LG,#U624P31... | 1460 901324872 STUD,TURB,DIA,LG,#U624P318L1150 | 1 | ALLRFPs\Saudi Energy\SEC RFP - C001685439\downloaded-rfp\SEC RFP - C001685439.xls
Saudi Energy | SEC RFP - C001685439 | 901324873 | 1470 901324873 STUD,TURB,DIA,LG,#U606P81... | 1470 901324873 STUD,TURB,DIA,LG,#U606P816L1212 | 1 | ALLRFPs\Saudi Energy\SEC RFP - C001685439\downloaded-rfp\SEC RFP - C001685439.xls
Saudi Energy | SEC RFP - C001685439 | 901324875 | 1480 901324875 STUD,TURB,DIA,LG,#U606P82... | 1480 901324875 STUD,TURB,DIA,LG,#U606P820L1493 | 1 | ALLRFPs\Saudi Energy\SEC RFP - C001685439\downloaded-rfp\SEC RFP - C001685439.xls
Saudi Energy | SEC RFP - C001685439 | 901324877 | 1490 901324877 STUD,TURB,DIA,LG,#U606P82... | 1490 901324877 STUD,TURB,DIA,LG,#U606P820L2093 | 1 | ALLRFPs\Saudi Energy\SEC RFP - C001685439\downloaded-rfp\SEC RFP - C001685439.xls
Saudi Energy | SEC RFP - C001685439 | 901324878 | 1500 901324878 STUD,TURB,DIA,LG,#U606P82... | 1500 901324878 STUD,TURB,DIA,LG,#U606P820L2743 | 1 | ALLRFPs\Saudi Energy\SEC RFP - C001685439\downloaded-rfp\SEC RFP - C001685439.xls
Saudi Energy | SEC RFP - C001685439 | 901324879 | 1510 901324879 STUD,TURB,DIA,LG,#U624P31... | 1510 901324879 STUD,TURB,DIA,LG,#U624P312L1075 | 1 | ALLRFPs\Saudi Energy\SEC RFP - C001685439\downloaded-rfp\SEC RFP - C001685439.xls
Saudi Energy | SEC RFP - C001685439 | 901324880 | 1520 901324880 STUD,TURB,DIA,LG,#U624P31... | 1520 901324880 STUD,TURB,DIA,LG,#U624P310L0650 | 1 | ALLRFPs\Saudi Energy\SEC RFP - C001685439\downloaded-rfp\SEC RFP - C001685439.xls
Saudi Energy | SEC RFP - C001685439 | 901324881 | 1530 901324881 STUD,TURB,#382A8237P07507... | 1530 901324881 STUD,TURB,#382A8237P075072STUD | 1 | ALLRFPs\Saudi Energy\SEC RFP - C001685439\downloaded-rfp\SEC RFP - C001685439.xls
Saudi Energy | SEC RFP - C001685439 | 901324882 | 1540 901324882 STUD,TURB,DIA,LG,#U624P31... | 1540 901324882 STUD,TURB,DIA,LG,#U624P314L1087 | 1 | ALLRFPs\Saudi Energy\SEC RFP - C001685439\downloaded-rfp\SEC RFP - C001685439.xls
Saudi Energy | SEC RFP - C001685439 | 901324883 | 1550 901324883 PIN,BULK NOUN: | 1550 901324883 PIN,BULK NOUN: | 1 | ALLRFPs\Saudi Energy\SEC RFP - C001685439\downloaded-rfp\SEC RFP - C001685439.xls
Saudi Energy | SEC RFP - C001685439 | 901324884 | 1560 901324884 PIN,BULK NOUN: | 1560 901324884 PIN,BULK NOUN: | 1 | ALLRFPs\Saudi Energy\SEC RFP - C001685439\downloaded-rfp\SEC RFP - C001685439.xls
Saudi Energy | SEC RFP - C001685439 | 901324886 | 1570 901324886 PIN,BULK NOUN: | 1570 901324886 PIN,BULK NOUN: | 1 | ALLRFPs\Saudi Energy\SEC RFP - C001685439\downloaded-rfp\SEC RFP - C001685439.xls
Saudi Energy | SEC RFP - C001685439 | 901324889 | 1580 901324889 STUD,TURB,DIA,LG,#U627P30... | 1580 901324889 STUD,TURB,DIA,LG,#U627P306L0225 | 4 | ALLRFPs\Saudi Energy\SEC RFP - C001685439\downloaded-rfp\SEC RFP - C001685439.xls
Saudi Energy | SEC RFP - C001685439 | 901324890 | 1590 901324890 GASKET,SPRLWND,PS,SZ,#N56... | 1590 901324890 GASKET,SPRLWND,PS,SZ,#N5605P05001G2 | 4 | ALLRFPs\Saudi Energy\SEC RFP - C001685439\downloaded-rfp\SEC RFP - C001685439.xls
Saudi Energy | SEC RFP - C001685439 | 901324891 | 1600 901324891 STUD,TURB,DIA,LG,#U623P20... | 1600 901324891 STUD,TURB,DIA,LG,#U623P207L0475 | 2 | ALLRFPs\Saudi Energy\SEC RFP - C001685439\downloaded-rfp\SEC RFP - C001685439.xls
Saudi Energy | SEC RFP - C001685439 | 901324892 | 1610 901324892 GASKET,SPRLWND,PS,SZ,#U48... | 1610 901324892 GASKET,SPRLWND,PS,SZ,#U485P0331B0394 | 2 | ALLRFPs\Saudi Energy\SEC RFP - C001685439\downloaded-rfp\SEC RFP - C001685439.xls
Saudi Energy | SEC RFP - C001685439 | 901324894 | 1620 901324894 STUD,TURB,DIA,LG,#U623P30... | 1620 901324894 STUD,TURB,DIA,LG,#U623P308L0300 | 6 | ALLRFPs\Saudi Energy\SEC RFP - C001685439\downloaded-rfp\SEC RFP - C001685439.xls
Saudi Energy | SEC RFP - C001685439 | 901324895 | 1630 901324895 GASKET,SPRLWND,PS,SZ,#U48... | 1630 901324895 GASKET,SPRLWND,PS,SZ,#U485P0456A0531 | 2 | ALLRFPs\Saudi Energy\SEC RFP - C001685439\downloaded-rfp\SEC RFP - C001685439.xls
Saudi Energy | SEC RFP - C001685439 | 901324897 | 1640 901324897 STUD,TURB,DIA,LG,#U623P20... | 1640 901324897 STUD,TURB,DIA,LG,#U623P207L0275 | 4 | ALLRFPs\Saudi Energy\SEC RFP - C001685439\downloaded-rfp\SEC RFP - C001685439.xls
Saudi Energy | SEC RFP - C001685439 | 901324898 | 1650 901324898 GASKET,SPRLWND,PS,SZ,#U48... | 1650 901324898 GASKET,SPRLWND,PS,SZ,#U485P0188A0250 | 6 | ALLRFPs\Saudi Energy\SEC RFP - C001685439\downloaded-rfp\SEC RFP - C001685439.xls
Saudi Energy | SEC RFP - C001685439 | 901324899 | 1660 901324899 STUD,TURB,DIA,LG,#U625P30... | 1660 901324899 STUD,TURB,DIA,LG,#U625P304L0125 | 2 | ALLRFPs\Saudi Energy\SEC RFP - C001685439\downloaded-rfp\SEC RFP - C001685439.xls
Saudi Energy | SEC RFP - C001685439 | 901324900 | 1670 901324900 RING,BULK NOUN: | 1670 901324900 RING,BULK NOUN: | 1 | ALLRFPs\Saudi Energy\SEC RFP - C001685439\downloaded-rfp\SEC RFP - C001685439.xls
Saudi Energy | SEC RFP - C001685439 | 901324901 | 1680 901324901 STUD,TURB,DIA,LG,#U623P31... | 1680 901324901 STUD,TURB,DIA,LG,#U623P310L0531 | 2 | ALLRFPs\Saudi Energy\SEC RFP - C001685439\downloaded-rfp\SEC RFP - C001685439.xls
Saudi Energy | SEC RFP - C001685439 | 901324902 | 1690 901324902 GASKET,SPRLWND,PS,SZ,#U48... | 1690 901324902 GASKET,SPRLWND,PS,SZ,#U485P0381B0443 | 1 | ALLRFPs\Saudi Energy\SEC RFP - C001685439\downloaded-rfp\SEC RFP - C001685439.xls
Saudi Energy | SEC RFP - C001685439 | 901324903 | 1700 901324903 PLATE,BULK NOUN: | 1700 901324903 PLATE,BULK NOUN: | 6 | ALLRFPs\Saudi Energy\SEC RFP - C001685439\downloaded-rfp\SEC RFP - C001685439.xls
Saudi Energy | SEC RFP - C001685439 | 901324904 | 1710 901324904 STUD,TURB,DIA,LG,#U627P30... | 1710 901324904 STUD,TURB,DIA,LG,#U627P309L0650 | 2 | ALLRFPs\Saudi Energy\SEC RFP - C001685439\downloaded-rfp\SEC RFP - C001685439.xls
Saudi Energy | SEC RFP - C001685439 | 901324907 | 1720 901324907 STUD,TURB,DIA,LG,#U606P30... | 1720 901324907 STUD,TURB,DIA,LG,#U606P309L0687 | 4 | ALLRFPs\Saudi Energy\SEC RFP - C001685439\downloaded-rfp\SEC RFP - C001685439.xls
Saudi Energy | SEC RFP - C001685439 | 901324908 | 1730 901324908 STUD,TURB,DIA,LG,#U627P31... | 1730 901324908 STUD,TURB,DIA,LG,#U627P310L0550 | 3 | ALLRFPs\Saudi Energy\SEC RFP - C001685439\downloaded-rfp\SEC RFP - C001685439.xls
Saudi Energy | SEC RFP - C001685439 | 901324909 | 1740 901324909 GASKET,SPRLWND,PS,SZ,#U48... | 1740 901324909 GASKET,SPRLWND,PS,SZ,#U485P037B0438 | 1 | ALLRFPs\Saudi Energy\SEC RFP - C001685439\downloaded-rfp\SEC RFP - C001685439.xls
Saudi Energy | SEC RFP - C001685439 | 901324910 | 1750 901324910 PIN,BULK NOUN: | 1750 901324910 PIN,BULK NOUN: | 1 | ALLRFPs\Saudi Energy\SEC RFP - C001685439\downloaded-rfp\SEC RFP - C001685439.xls
Saudi Energy | SEC RFP - C001685439 | 901324911 | 1760 901324911 PACKING,BULK NOUN: | 1760 901324911 PACKING,BULK NOUN: | 1 | ALLRFPs\Saudi Energy\SEC RFP - C001685439\downloaded-rfp\SEC RFP - C001685439.xls
Saudi Energy | SEC RFP - C001685439 | 901324912 | 1770 901324912 STUD,TURB,DIA,LG,#U623P21... | 1770 901324912 STUD,TURB,DIA,LG,#U623P212L0500 | 8 | ALLRFPs\Saudi Energy\SEC RFP - C001685439\downloaded-rfp\SEC RFP - C001685439.xls
Saudi Energy | SEC RFP - C001685439 | 901324913 | 1780 901324913 GASKET,SPRLWND,PS,SZ,#U48... | 1780 901324913 GASKET,SPRLWND,PS,SZ,#U485P0812A0912 | 1 | ALLRFPs\Saudi Energy\SEC RFP - C001685439\downloaded-rfp\SEC RFP - C001685439.xls
Saudi Energy | SEC RFP - C001685439 | 901324915 | 1790 901324915 STUD,TURB,DIA,LG,#U627P30... | 1790 901324915 STUD,TURB,DIA,LG,#U627P306L0300 | 6 | ALLRFPs\Saudi Energy\SEC RFP - C001685439\downloaded-rfp\SEC RFP - C001685439.xls
Saudi Energy | SEC RFP - C001685439 | 901324916 | 1800 901324916 STUD,TURB,DIA,LG,#N406P48 | 1800 901324916 STUD,TURB,DIA,LG,#N406P48 | 6 | ALLRFPs\Saudi Energy\SEC RFP - C001685439\downloaded-rfp\SEC RFP - C001685439.xls
Saudi Energy | SEC RFP - C001685439 | 901324917 | 1810 901324917 STUD,TURB,DIA,LG,#U605P32... | 1810 901324917 STUD,TURB,DIA,LG,#U605P321P2388 | 72 | ALLRFPs\Saudi Energy\SEC RFP - C001685439\downloaded-rfp\SEC RFP - C001685439.xls
Saudi Energy | SEC RFP - C001685439 | 901324918 | 1820 901324918 GASKET,SPRLWND,PS,SZ,#U48... | 1820 901324918 GASKET,SPRLWND,PS,SZ,#U485P2950A3100 | 6 | ALLRFPs\Saudi Energy\SEC RFP - C001685439\downloaded-rfp\SEC RFP - C001685439.xls
Saudi Energy | SEC RFP - C001685439 | 901324919 | 1830 901324919 GEARBOX,HELICAL: | 1830 901324919 GEARBOX,HELICAL: | 1 | ALLRFPs\Saudi Energy\SEC RFP - C001685439\downloaded-rfp\SEC RFP - C001685439.xls
Saudi Energy | SEC RFP - C001685439 | 901324921 | 1840 901324921 PIN,BULK NOUN: | 1840 901324921 PIN,BULK NOUN: | 1 | ALLRFPs\Saudi Energy\SEC RFP - C001685439\downloaded-rfp\SEC RFP - C001685439.xls
Saudi Energy | SEC RFP - C001685439 | 901324922 | 1850 901324922 SEAL,BULK NOUN: | 1850 901324922 SEAL,BULK NOUN: | 26 | ALLRFPs\Saudi Energy\SEC RFP - C001685439\downloaded-rfp\SEC RFP - C001685439.xls
Saudi Energy | SEC RFP - C001685439 | 901324923 | 1860 901324923 SEAL,BULK NOUN: | 1860 901324923 SEAL,BULK NOUN: | 33 | ALLRFPs\Saudi Energy\SEC RFP - C001685439\downloaded-rfp\SEC RFP - C001685439.xls
Saudi Energy | SEC RFP - C001685439 | 901324924 | 1870 901324924 SEAL,BULK NOUN: | 1870 901324924 SEAL,BULK NOUN: | 590 | ALLRFPs\Saudi Energy\SEC RFP - C001685439\downloaded-rfp\SEC RFP - C001685439.xls
Saudi Energy | SEC RFP - C001685439 | 901324953 | 1880 901324953 VALVE,GLOBE,CONN,#117T202... | 1880 901324953 VALVE,GLOBE,CONN,#117T2020P0025 | 1 | ALLRFPs\Saudi Energy\SEC RFP - C001685439\downloaded-rfp\SEC RFP - C001685439.xls
Saudi Energy | SEC RFP - C001685439 | 901324954 | 1890 901324954 KIT,BULK NOUN: | 1890 901324954 KIT,BULK NOUN: | 2 | ALLRFPs\Saudi Energy\SEC RFP - C001685439\downloaded-rfp\SEC RFP - C001685439.xls
Saudi Energy | SEC RFP - C001685439 | 901324957 | 1900 901324957 GLASS,BULK NOUN: | 1900 901324957 GLASS,BULK NOUN: | 1 | ALLRFPs\Saudi Energy\SEC RFP - C001685439\downloaded-rfp\SEC RFP - C001685439.xls
Saudi Energy | SEC RFP - C001685439 | 901324958 | 1910 901324958 VALVE,GLOBE,CONN,#0201010... | 1910 901324958 VALVE,GLOBE,CONN,#020101035155 | 1 | ALLRFPs\Saudi Energy\SEC RFP - C001685439\downloaded-rfp\SEC RFP - C001685439.xls
Saudi Energy | SEC RFP - C001685439 | 901324959 | 1920 901324959 GASKET,FLG,NSPRL,PS,ID,OD... | 1920 901324959 GASKET,FLG,NSPRL,PS,ID,OD,#020101035007 | 1 | ALLRFPs\Saudi Energy\SEC RFP - C001685439\downloaded-rfp\SEC RFP - C001685439.xls
Saudi Energy | SEC RFP - C001685439 | 901324961 | 1930 901324961 DIAPHRAGM,BULK NOUN: | 1930 901324961 DIAPHRAGM,BULK NOUN: | 1 | ALLRFPs\Saudi Energy\SEC RFP - C001685439\downloaded-rfp\SEC RFP - C001685439.xls
Saudi Energy | SEC RFP - C001685439 | 901324962 | 1940 901324962 VALVE,GLOBE,CONN,#0201010... | 1940 901324962 VALVE,GLOBE,CONN,#020101034853 | 1 | ALLRFPs\Saudi Energy\SEC RFP - C001685439\downloaded-rfp\SEC RFP - C001685439.xls
Saudi Energy | SEC RFP - C001685439 | 901324963 | 1950 901324963 VALVE,BALL,CONN,#02010103... | 1950 901324963 VALVE,BALL,CONN,#020101034131 | 1 | ALLRFPs\Saudi Energy\SEC RFP - C001685439\downloaded-rfp\SEC RFP - C001685439.xls
Saudi Energy | SEC RFP - C001685439 | 901324964 | 1960 901324964 KIT,BULK NOUN: | 1960 901324964 KIT,BULK NOUN: | 1 | ALLRFPs\Saudi Energy\SEC RFP - C001685439\downloaded-rfp\SEC RFP - C001685439.xls
Saudi Energy | SEC RFP - C001685439 | 901324965 | 1970 901324965 VALVE,BALL,CONN,#02010103... | 1970 901324965 VALVE,BALL,CONN,#020101034102 | 2 | ALLRFPs\Saudi Energy\SEC RFP - C001685439\downloaded-rfp\SEC RFP - C001685439.xls
Saudi Energy | SEC RFP - C001685439 | 901324966 | 1980 901324966 KIT,BULK NOUN: | 1980 901324966 KIT,BULK NOUN: | 2 | ALLRFPs\Saudi Energy\SEC RFP - C001685439\downloaded-rfp\SEC RFP - C001685439.xls
Saudi Energy | SEC RFP - C001685439 | 901324967 | 1990 901324967 VALVE,BALL,CONN,#02010103... | 1990 901324967 VALVE,BALL,CONN,#020101034580 | 1 | ALLRFPs\Saudi Energy\SEC RFP - C001685439\downloaded-rfp\SEC RFP - C001685439.xls
Saudi Energy | SEC RFP - C001685439 | 901324968 | 2000 901324968 TRAP,AIR/GAS: | 2000 901324968 TRAP,AIR/GAS: | 1 | ALLRFPs\Saudi Energy\SEC RFP - C001685439\downloaded-rfp\SEC RFP - C001685439.xls
Saudi Energy | SEC RFP - C001685439 | 901324969 | 2010 901324969 GASKET,FLG,NSPRL,PS,ID,OD... | 2010 901324969 GASKET,FLG,NSPRL,PS,ID,OD,#020101991807 | 1 | ALLRFPs\Saudi Energy\SEC RFP - C001685439\downloaded-rfp\SEC RFP - C001685439.xls
Saudi Energy | SEC RFP - C001685439 | 901324970 | 2020 901324970 VALVE,GLOBE,CONN,#0201010... | 2020 901324970 VALVE,GLOBE,CONN,#020101034858 | 1 | ALLRFPs\Saudi Energy\SEC RFP - C001685439\downloaded-rfp\SEC RFP - C001685439.xls
Saudi Energy | SEC RFP - C001685439 | 901324971 | 2030 901324971 VALVE,BALL,CONN,#02010103... | 2030 901324971 VALVE,BALL,CONN,#020101034859 | 1 | ALLRFPs\Saudi Energy\SEC RFP - C001685439\downloaded-rfp\SEC RFP - C001685439.xls
Saudi Energy | SEC RFP - C001685439 | 901324972 | 2040 901324972 KIT,BULK NOUN: | 2040 901324972 KIT,BULK NOUN: | 1 | ALLRFPs\Saudi Energy\SEC RFP - C001685439\downloaded-rfp\SEC RFP - C001685439.xls
Saudi Energy | SEC RFP - C001685439 | 901324973 | 2050 901324973 VALVE,BALL,CONN,#02010103... | 2050 901324973 VALVE,BALL,CONN,#020101034861 | 1 | ALLRFPs\Saudi Energy\SEC RFP - C001685439\downloaded-rfp\SEC RFP - C001685439.xls
Saudi Energy | SEC RFP - C001685439 | 901324974 | 2060 901324974 KIT,BULK NOUN: | 2060 901324974 KIT,BULK NOUN: | 1 | ALLRFPs\Saudi Energy\SEC RFP - C001685439\downloaded-rfp\SEC RFP - C001685439.xls
Saudi Energy | SEC RFP - C001685439 | 901324975 | 2070 901324975 VALVE,BALL,CONN,#02010103... | 2070 901324975 VALVE,BALL,CONN,#020101034023 | 1 | ALLRFPs\Saudi Energy\SEC RFP - C001685439\downloaded-rfp\SEC RFP - C001685439.xls
Saudi Energy | SEC RFP - C001685439 | 901324976 | 2080 901324976 KIT,BULK NOUN: | 2080 901324976 KIT,BULK NOUN: | 1 | ALLRFPs\Saudi Energy\SEC RFP - C001685439\downloaded-rfp\SEC RFP - C001685439.xls
Saudi Energy | SEC RFP - C001685439 | 901324978 | 2090 901324978 VALVE,BALL,CONN,#4FB6LJ2V... | 2090 901324978 VALVE,BALL,CONN,#4FB6LJ2VSSPSPG | 2 | ALLRFPs\Saudi Energy\SEC RFP - C001685439\downloaded-rfp\SEC RFP - C001685439.xls
Saudi Energy | SEC RFP - C001685439 | 901324979 | 2100 901324979 VALVE,BALL,CONN,#4M4FB6LJ... | 2100 901324979 VALVE,BALL,CONN,#4M4FB6LJ2VSSPSPG | 2 | ALLRFPs\Saudi Energy\SEC RFP - C001685439\downloaded-rfp\SEC RFP - C001685439.xls
Saudi Energy | SEC RFP - C001685439 | 901324981 | 2110 901324981 VALVE,SPECIAL PURPOSE: | 2110 901324981 VALVE,SPECIAL PURPOSE: | 1 | ALLRFPs\Saudi Energy\SEC RFP - C001685439\downloaded-rfp\SEC RFP - C001685439.xls
Saudi Energy | SEC RFP - C001685439 | 901324983 | 2120 901324983 KIT,BULK NOUN: | 2120 901324983 KIT,BULK NOUN: | 1 | ALLRFPs\Saudi Energy\SEC RFP - C001685439\downloaded-rfp\SEC RFP - C001685439.xls
Saudi Energy | SEC RFP - C001685439 | 901324984 | 2130 901324984 VALVE,BALL,CONN,#SP020101... | 2130 901324984 VALVE,BALL,CONN,#SP020101035161 | 1 | ALLRFPs\Saudi Energy\SEC RFP - C001685439\downloaded-rfp\SEC RFP - C001685439.xls
Saudi Energy | SEC RFP - C001685439 | 901324985 | 2140 901324985 VALVE,BALL,CONN,#SP020101... | 2140 901324985 VALVE,BALL,CONN,#SP020101035173 | 1 | ALLRFPs\Saudi Energy\SEC RFP - C001685439\downloaded-rfp\SEC RFP - C001685439.xls
Saudi Energy | SEC RFP - C001685439 | 901324986 | 2150 901324986 KIT,BULK NOUN: | 2150 901324986 KIT,BULK NOUN: | 4 | ALLRFPs\Saudi Energy\SEC RFP - C001685439\downloaded-rfp\SEC RFP - C001685439.xls
Saudi Energy | SEC RFP - C001685439 | 901324987 | 2160 901324987 VALVE,BALL,CONN,#SP020101... | 2160 901324987 VALVE,BALL,CONN,#SP020101035169 | 1 | ALLRFPs\Saudi Energy\SEC RFP - C001685439\downloaded-rfp\SEC RFP - C001685439.xls
Saudi Energy | SEC RFP - C001685439 | 901324988 | 2170 901324988 KIT,BULK NOUN: | 2170 901324988 KIT,BULK NOUN: | 2 | ALLRFPs\Saudi Energy\SEC RFP - C001685439\downloaded-rfp\SEC RFP - C001685439.xls
Saudi Energy | SEC RFP - C001685439 | 901324989 | 2180 901324989 VALVE,NDL,ORFDIA,CONN,#SP... | 2180 901324989 VALVE,NDL,ORFDIA,CONN,#SP020101035158 | 1 | ALLRFPs\Saudi Energy\SEC RFP - C001685439\downloaded-rfp\SEC RFP - C001685439.xls
Saudi Energy | SEC RFP - C001685439 | 901324990 | 2190 901324990 VALVE,RELIEF,STPRESS,INSZ... | 2190 901324990 VALVE,RELIEF,STPRESS,INSZ,OSZ,#SP0201010 | 1 | ALLRFPs\Saudi Energy\SEC RFP - C001685439\downloaded-rfp\SEC RFP - C001685439.xls
Saudi Energy | SEC RFP - C001685439 | 901324991 | 2200 901324991 VALVE,RELIEF,#SP020101992... | 2200 901324991 VALVE,RELIEF,#SP020101992003VALVE | 1 | ALLRFPs\Saudi Energy\SEC RFP - C001685439\downloaded-rfp\SEC RFP - C001685439.xls
Saudi Energy | SEC RFP - C001685439 | 020101992 | 2200 901324991 VALVE,RELIEF,#SP020101992... | 2200 901324991 VALVE,RELIEF,#SP020101992003VALVE | 1 | ALLRFPs\Saudi Energy\SEC RFP - C001685439\downloaded-rfp\SEC RFP - C001685439.xls
Saudi Energy | SEC RFP - C001685439 | 901324992 | 2210 901324992 VALVE,RELIEF,STPRESS,INSZ... | 2210 901324992 VALVE,RELIEF,STPRESS,INSZ,OSZ,#SP0201019 | 1 | ALLRFPs\Saudi Energy\SEC RFP - C001685439\downloaded-rfp\SEC RFP - C001685439.xls
Saudi Energy | SEC RFP - C001685439 | 901324993 | 2220 901324993 DIAPHRAGM,BULK NOUN: | 2220 901324993 DIAPHRAGM,BULK NOUN: | 1 | ALLRFPs\Saudi Energy\SEC RFP - C001685439\downloaded-rfp\SEC RFP - C001685439.xls
Saudi Energy | SEC RFP - C001685439 | 901324994 | 2230 901324994 REGULATOR,PRES,IP,OP,INSZ... | 2230 901324994 REGULATOR,PRES,IP,OP,INSZ,OSZ,#SP0201019 | 1 | ALLRFPs\Saudi Energy\SEC RFP - C001685439\downloaded-rfp\SEC RFP - C001685439.xls
Saudi Energy | SEC RFP - C001685439 | 901324995 | 2240 901324995 KIT,BULK NOUN: | 2240 901324995 KIT,BULK NOUN: | 1 | ALLRFPs\Saudi Energy\SEC RFP - C001685439\downloaded-rfp\SEC RFP - C001685439.xls
Saudi Energy | SEC RFP - C001685439 | 901324996 | 2250 901324996 VALVE,CHECK,CONN,#SP02010... | 2250 901324996 VALVE,CHECK,CONN,#SP020101035157 | 1 | ALLRFPs\Saudi Energy\SEC RFP - C001685439\downloaded-rfp\SEC RFP - C001685439.xls
Saudi Energy | SEC RFP - C001685439 | 901324997 | 2260 901324997 KIT,BULK NOUN: | 2260 901324997 KIT,BULK NOUN: | 1 | ALLRFPs\Saudi Energy\SEC RFP - C001685439\downloaded-rfp\SEC RFP - C001685439.xls
Saudi Energy | SEC RFP - C001685439 | 901324998 | 2270 901324998 VALVE,BALL,CONN,#SP020101... | 2270 901324998 VALVE,BALL,CONN,#SP020101035159 | 1 | ALLRFPs\Saudi Energy\SEC RFP - C001685439\downloaded-rfp\SEC RFP - C001685439.xls
Saudi Energy | SEC RFP - C001685439 | 901324999 | 2280 901324999 KIT,BULK NOUN: | 2280 901324999 KIT,BULK NOUN: | 1 | ALLRFPs\Saudi Energy\SEC RFP - C001685439\downloaded-rfp\SEC RFP - C001685439.xls
Saudi Energy | SEC RFP - C001685439 | 901325001 | 2290 901325001 GASKET,SPRLWND,PS,SZ,#N56... | 2290 901325001 GASKET,SPRLWND,PS,SZ,#N5606P04001 | 2 | ALLRFPs\Saudi Energy\SEC RFP - C001685439\downloaded-rfp\SEC RFP - C001685439.xls
Saudi Energy | SEC RFP - C001685439 | 901325002 | 2300 901325002 PIPE,NON-METALLIC: | 2300 901325002 PIPE,NON-METALLIC: | 1 | ALLRFPs\Saudi Energy\SEC RFP - C001685439\downloaded-rfp\SEC RFP - C001685439.xls
Saudi Energy | SEC RFP - C001685439 | 901325003 | 2310 901325003 PIPE,NON-METALLIC: | 2310 901325003 PIPE,NON-METALLIC: | 1 | ALLRFPs\Saudi Energy\SEC RFP - C001685439\downloaded-rfp\SEC RFP - C001685439.xls
Saudi Energy | SEC RFP - C001685439 | 901325004 | 2320 901325004 VALVE,BALL,CONN,#383A8416... | 2320 901325004 VALVE,BALL,CONN,#383A8416P0013 | 2 | ALLRFPs\Saudi Energy\SEC RFP - C001685439\downloaded-rfp\SEC RFP - C001685439.xls
Saudi Energy | SEC RFP - C001685439 | 901325005 | 2330 901325005 KIT,BULK NOUN: | 2330 901325005 KIT,BULK NOUN: | 2 | ALLRFPs\Saudi Energy\SEC RFP - C001685439\downloaded-rfp\SEC RFP - C001685439.xls
Saudi Energy | SEC RFP - C001685439 | 901325006 | 2340 901325006 VALVE,BALL,CONN,#383A8416... | 2340 901325006 VALVE,BALL,CONN,#383A8416P0028 | 1 | ALLRFPs\Saudi Energy\SEC RFP - C001685439\downloaded-rfp\SEC RFP - C001685439.xls
Saudi Energy | SEC RFP - C001685439 | 901325007 | 2350 901325007 KIT,BULK NOUN: | 2350 901325007 KIT,BULK NOUN: | 1 | ALLRFPs\Saudi Energy\SEC RFP - C001685439\downloaded-rfp\SEC RFP - C001685439.xls
Saudi Energy | SEC RFP - C001685439 | 901325009 | 2360 901325009 KIT,BULK NOUN: | 2360 901325009 KIT,BULK NOUN: | 2 | ALLRFPs\Saudi Energy\SEC RFP - C001685439\downloaded-rfp\SEC RFP - C001685439.xls
Saudi Energy | SEC RFP - C001685439 | 901325011 | 2370 901325011 KIT,BULK NOUN: | 2370 901325011 KIT,BULK NOUN: | 1 | ALLRFPs\Saudi Energy\SEC RFP - C001685439\downloaded-rfp\SEC RFP - C001685439.xls
Saudi Energy | SEC RFP - C001685439 | 901325013 | 2380 901325013 KIT,BULK NOUN: | 2380 901325013 KIT,BULK NOUN: | 1 | ALLRFPs\Saudi Energy\SEC RFP - C001685439\downloaded-rfp\SEC RFP - C001685439.xls
Saudi Energy | SEC RFP - C001685439 | 901325014 | 2390 901325014 PIPE,NON-METALLIC: | 2390 901325014 PIPE,NON-METALLIC: | 1 | ALLRFPs\Saudi Energy\SEC RFP - C001685439\downloaded-rfp\SEC RFP - C001685439.xls
Saudi Energy | SEC RFP - C001685439 | 901325015 | 2400 901325015 PIPE,METALLIC: | 2400 901325015 PIPE,METALLIC: | 1 | ALLRFPs\Saudi Energy\SEC RFP - C001685439\downloaded-rfp\SEC RFP - C001685439.xls
Saudi Energy | SEC RFP - C001685439 | 901325016 | 2410 901325016 PIPE,METALLIC: | 2410 901325016 PIPE,METALLIC: | 1 | ALLRFPs\Saudi Energy\SEC RFP - C001685439\downloaded-rfp\SEC RFP - C001685439.xls
Saudi Energy | SEC RFP - C001685439 | 901325017 | 2420 901325017 PIPE,METALLIC: | 2420 901325017 PIPE,METALLIC: | 1 | ALLRFPs\Saudi Energy\SEC RFP - C001685439\downloaded-rfp\SEC RFP - C001685439.xls
Saudi Energy | SEC RFP - C001685439 | 901325018 | 2430 901325018 HOSE,NON-METALLIC: | 2430 901325018 HOSE,NON-METALLIC: | 2 | ALLRFPs\Saudi Energy\SEC RFP - C001685439\downloaded-rfp\SEC RFP - C001685439.xls
Saudi Energy | SEC RFP - C001685439 | 901325019 | 2440 901325019 HOSE,NON-METALLIC: | 2440 901325019 HOSE,NON-METALLIC: | 3 | ALLRFPs\Saudi Energy\SEC RFP - C001685439\downloaded-rfp\SEC RFP - C001685439.xls
Saudi Energy | SEC RFP - C001685439 | 901325020 | 2450 901325020 HOSE,NON-METALLIC: | 2450 901325020 HOSE,NON-METALLIC: | 1 | ALLRFPs\Saudi Energy\SEC RFP - C001685439\downloaded-rfp\SEC RFP - C001685439.xls
Saudi Energy | SEC RFP - C001685439 | 901325021 | 2460 901325021 VALVE,NDL,ORFDIA,CONN,#10... | 2460 901325021 VALVE,NDL,ORFDIA,CONN,#102T8072P0001 | 1 | ALLRFPs\Saudi Energy\SEC RFP - C001685439\downloaded-rfp\SEC RFP - C001685439.xls
Saudi Energy | SEC RFP - C001685439 | 901325023 | 2470 901325023 GLASS,BULK NOUN: | 2470 901325023 GLASS,BULK NOUN: | 2 | ALLRFPs\Saudi Energy\SEC RFP - C001685439\downloaded-rfp\SEC RFP - C001685439.xls
Saudi Energy | SEC RFP - C001685439 | 901325036 | 2480 901325036 GLASS,BULK NOUN: | 2480 901325036 GLASS,BULK NOUN: | 2 | ALLRFPs\Saudi Energy\SEC RFP - C001685439\downloaded-rfp\SEC RFP - C001685439.xls
Saudi Energy | SEC RFP - C001685439 | 901325037 | 2490 901325037 VALVE,CHECK,CONN,#141A492... | 2490 901325037 VALVE,CHECK,CONN,#141A4926P0001 | 3 | ALLRFPs\Saudi Energy\SEC RFP - C001685439\downloaded-rfp\SEC RFP - C001685439.xls
Saudi Energy | SEC RFP - C001685439 | 901325052 | 2500 901325052 HOSE,NON-METALLIC: | 2500 901325052 HOSE,NON-METALLIC: | 2 | ALLRFPs\Saudi Energy\SEC RFP - C001685439\downloaded-rfp\SEC RFP - C001685439.xls
Saudi Energy | SEC RFP - C001685439 | 901325053 | 2510 901325053 HOSE,NON-METALLIC: | 2510 901325053 HOSE,NON-METALLIC: | 3 | ALLRFPs\Saudi Energy\SEC RFP - C001685439\downloaded-rfp\SEC RFP - C001685439.xls
Saudi Energy | SEC RFP - C001685439 | 901325054 | 2520 901325054 HOSE,NON-METALLIC: | 2520 901325054 HOSE,NON-METALLIC: | 3 | ALLRFPs\Saudi Energy\SEC RFP - C001685439\downloaded-rfp\SEC RFP - C001685439.xls
Saudi Energy | SEC RFP - C001685439 | 901325055 | 2530 901325055 HOSE,NON-METALLIC: | 2530 901325055 HOSE,NON-METALLIC: | 3 | ALLRFPs\Saudi Energy\SEC RFP - C001685439\downloaded-rfp\SEC RFP - C001685439.xls
Saudi Energy | SEC RFP - C001685439 | 901325057 | 2540 901325057 GLASS,BULK NOUN: | 2540 901325057 GLASS,BULK NOUN: | 1 | ALLRFPs\Saudi Energy\SEC RFP - C001685439\downloaded-rfp\SEC RFP - C001685439.xls
Saudi Energy | SEC RFP - C001685439 | 901325060 | 2550 901325060 HOSE,NON-METALLIC: | 2550 901325060 HOSE,NON-METALLIC: | 1 | ALLRFPs\Saudi Energy\SEC RFP - C001685439\downloaded-rfp\SEC RFP - C001685439.xls
Saudi Energy | SEC RFP - C001685439 | 901325061 | 2560 901325061 CAP,BULK NOUN: | 2560 901325061 CAP,BULK NOUN: | 1 | ALLRFPs\Saudi Energy\SEC RFP - C001685439\downloaded-rfp\SEC RFP - C001685439.xls
Saudi Energy | SEC RFP - C001685439 | 901325062 | 2570 901325062 SEAL,BULK NOUN: | 2570 901325062 SEAL,BULK NOUN: | 2 | ALLRFPs\Saudi Energy\SEC RFP - C001685439\downloaded-rfp\SEC RFP - C001685439.xls
Saudi Energy | SEC RFP - C001685439 | 901325066 | 2580 901325066 SEAT,BULK NOUN: | 2580 901325066 SEAT,BULK NOUN: | 2 | ALLRFPs\Saudi Energy\SEC RFP - C001685439\downloaded-rfp\SEC RFP - C001685439.xls
Saudi Energy | SEC RFP - C001685439 | 901325067 | 2590 901325067 VALVE,BALL,CONN,#Y21X2AMV... | 2590 901325067 VALVE,BALL,CONN,#Y21X2AMV231Z1101001 | 2 | ALLRFPs\Saudi Energy\SEC RFP - C001685439\downloaded-rfp\SEC RFP - C001685439.xls
Saudi Energy | SEC RFP - C001685439 | 901325069 | 2600 901325069 STRAINER,FLUID: | 2600 901325069 STRAINER,FLUID: | 1 | ALLRFPs\Saudi Energy\SEC RFP - C001685439\downloaded-rfp\SEC RFP - C001685439.xls
Saudi Energy | SEC RFP - C001685439 | 901325070 | 2610 901325070 BOLT,MACH,#U623P310L0600H... | 2610 901325070 BOLT,MACH,#U623P310L0600HXHD1258X600 | 3 | ALLRFPs\Saudi Energy\SEC RFP - C001685439\downloaded-rfp\SEC RFP - C001685439.xls
Saudi Energy | SEC RFP - C001685439 | 901325073 | 2620 901325073 SEAL,BULK NOUN: | 2620 901325073 SEAL,BULK NOUN: | 4 | ALLRFPs\Saudi Energy\SEC RFP - C001685439\downloaded-rfp\SEC RFP - C001685439.xls
Saudi Energy | SEC RFP - C001685439 | 901325074 | 2630 901325074 PIN,BULK NOUN: | 2630 901325074 PIN,BULK NOUN: | 2 | ALLRFPs\Saudi Energy\SEC RFP - C001685439\downloaded-rfp\SEC RFP - C001685439.xls
Saudi Energy | SEC RFP - C001685439 | 901325079 | 2640 901325079 HOSE,NON-METALLIC: | 2640 901325079 HOSE,NON-METALLIC: | 1 | ALLRFPs\Saudi Energy\SEC RFP - C001685439\downloaded-rfp\SEC RFP - C001685439.xls
Saudi Energy | SEC RFP - C001685439 | 901325080 | 2650 901325080 CLAMP,BULK NOUN: | 2650 901325080 CLAMP,BULK NOUN: | 1 | ALLRFPs\Saudi Energy\SEC RFP - C001685439\downloaded-rfp\SEC RFP - C001685439.xls
Saudi Energy | SEC RFP - C001685439 | 901325081 | 2660 901325081 FLANGE,BULK NOUN: | 2660 901325081 FLANGE,BULK NOUN: | 1 | ALLRFPs\Saudi Energy\SEC RFP - C001685439\downloaded-rfp\SEC RFP - C001685439.xls
Saudi Energy | SEC RFP - C001685439 | 901325082 | 2670 901325082 CLAMP,BULK NOUN: | 2670 901325082 CLAMP,BULK NOUN: | 1 | ALLRFPs\Saudi Energy\SEC RFP - C001685439\downloaded-rfp\SEC RFP - C001685439.xls
Saudi Energy | SEC RFP - C001685439 | 901325084 | 2680 901325084 GASKET,FLG,NSPRL,PS,ID,OD... | 2680 901325084 GASKET,FLG,NSPRL,PS,ID,OD,#120T7696P1CVR | 3 | ALLRFPs\Saudi Energy\SEC RFP - C001685439\downloaded-rfp\SEC RFP - C001685439.xls
Saudi Energy | SEC RFP - C001685439 | 901325089 | 2690 901325089 VALVE,BTRFL,#L123310 | 2690 901325089 VALVE,BTRFL,#L123310 | 1 | ALLRFPs\Saudi Energy\SEC RFP - C001685439\downloaded-rfp\SEC RFP - C001685439.xls
Saudi Energy | SEC RFP - C001685439 | 901325090 | 2700 901325090 VALVE,CHECK,CONN,#L123311 | 2700 901325090 VALVE,CHECK,CONN,#L123311 | 1 | ALLRFPs\Saudi Energy\SEC RFP - C001685439\downloaded-rfp\SEC RFP - C001685439.xls
Saudi Energy | SEC RFP - C001685439 | 901325091 | 2710 901325091 BEARING ASSEMBLY,BULK NOU... | 2710 901325091 BEARING ASSEMBLY,BULK NOUN: | 2 | ALLRFPs\Saudi Energy\SEC RFP - C001685439\downloaded-rfp\SEC RFP - C001685439.xls
Saudi Energy | SEC RFP - C001685439 | 901325095 | 2720 901325095 GASKET,FLG,NSPRL,PS,ID,OD... | 2720 901325095 GASKET,FLG,NSPRL,PS,ID,OD,#SP09061650108 | 3 | ALLRFPs\Saudi Energy\SEC RFP - C001685439\downloaded-rfp\SEC RFP - C001685439.xls
Saudi Energy | SEC RFP - C001685439 | 901325097 | 2730 901325097 GASKET,FLG,NSPRL,PS,ID,OD... | 2730 901325097 GASKET,FLG,NSPRL,PS,ID,OD,#SP08031157829 | 2 | ALLRFPs\Saudi Energy\SEC RFP - C001685439\downloaded-rfp\SEC RFP - C001685439.xls
Saudi Energy | SEC RFP - C001685439 | 901325099 | 2740 901325099 COUPLING,SHAFT,BORE,OD,LG... | 2740 901325099 COUPLING,SHAFT,BORE,OD,LG,#SP03051751181 | 1 | ALLRFPs\Saudi Energy\SEC RFP - C001685439\downloaded-rfp\SEC RFP - C001685439.xls
Saudi Energy | SEC RFP - C001685439 | 901325100 | 2750 901325100 COUPLING,SHAFT,BORE,OD,LG... | 2750 901325100 COUPLING,SHAFT,BORE,OD,LG,#SP11141453541 | 1 | ALLRFPs\Saudi Energy\SEC RFP - C001685439\downloaded-rfp\SEC RFP - C001685439.xls
Saudi Energy | SEC RFP - C001685439 | 901325101 | 2760 901325101 VALVE,CHECK,CONN,#363A495... | 2760 901325101 VALVE,CHECK,CONN,#363A4951P008M1 | 1 | ALLRFPs\Saudi Energy\SEC RFP - C001685439\downloaded-rfp\SEC RFP - C001685439.xls
Saudi Energy | SEC RFP - C001685439 | 901325102 | 2770 901325102 VALVE,CHECK,CONN,#363A495... | 2770 901325102 VALVE,CHECK,CONN,#363A4951P004M1 | 1 | ALLRFPs\Saudi Energy\SEC RFP - C001685439\downloaded-rfp\SEC RFP - C001685439.xls
Saudi Energy | SEC RFP - C001685439 | 901325103 | 2780 901325103 PUMP,RECIP,PROC FL,INSZ,#... | 2780 901325103 PUMP,RECIP,PROC FL,INSZ,#SP07281543645 | 1 | ALLRFPs\Saudi Energy\SEC RFP - C001685439\downloaded-rfp\SEC RFP - C001685439.xls
Saudi Energy | SEC RFP - C001685439 | 901325105 | 2790 901325105 KIT,BULK NOUN: | 2790 901325105 KIT,BULK NOUN: | 2 | ALLRFPs\Saudi Energy\SEC RFP - C001685439\downloaded-rfp\SEC RFP - C001685439.xls
Saudi Energy | SEC RFP - C001685439 | 901325106 | 2800 901325106 VALVE,RELIEF,STPRESS,INSZ... | 2800 901325106 VALVE,RELIEF,STPRESS,INSZ,OSZ,#SP1216143 | 1 | ALLRFPs\Saudi Energy\SEC RFP - C001685439\downloaded-rfp\SEC RFP - C001685439.xls
Saudi Energy | SEC RFP - C001685439 | 901325107 | 2810 901325107 VALVE,RELIEF,STPRESS,INSZ... | 2810 901325107 VALVE,RELIEF,STPRESS,INSZ,OSZ,#SP0401164 | 1 | ALLRFPs\Saudi Energy\SEC RFP - C001685439\downloaded-rfp\SEC RFP - C001685439.xls
Saudi Energy | SEC RFP - C001685439 | 901325108 | 2820 901325108 VALVE,CHECK,CONN,#SP02191... | 2820 901325108 VALVE,CHECK,CONN,#SP02191343447 | 1 | ALLRFPs\Saudi Energy\SEC RFP - C001685439\downloaded-rfp\SEC RFP - C001685439.xls
Saudi Energy | SEC RFP - C001685439 | 901325109 | 2830 901325109 VALVE,NDL,ORFDIA,CONN,#SP... | 2830 901325109 VALVE,NDL,ORFDIA,CONN,#SP02191348425 | 1 | ALLRFPs\Saudi Energy\SEC RFP - C001685439\downloaded-rfp\SEC RFP - C001685439.xls
Saudi Energy | SEC RFP - C001685439 | 901325110 | 2840 901325110 VALVE,NDL,ORFDIA,CONN,#SP... | 2840 901325110 VALVE,NDL,ORFDIA,CONN,#SP02191348534 | 1 | ALLRFPs\Saudi Energy\SEC RFP - C001685439\downloaded-rfp\SEC RFP - C001685439.xls
Saudi Energy | SEC RFP - C001685439 | 901325115 | 2850 901325115 IMPELLER,PUMP,OD,BORE,#16... | 2850 901325115 IMPELLER,PUMP,OD,BORE,#160022272 | 1 | ALLRFPs\Saudi Energy\SEC RFP - C001685439\downloaded-rfp\SEC RFP - C001685439.xls
Saudi Energy | SEC RFP - C001685439 | 901325116 | 2860 901325116 SHAFT,BULK NOUN: | 2860 901325116 SHAFT,BULK NOUN: | 1 | ALLRFPs\Saudi Energy\SEC RFP - C001685439\downloaded-rfp\SEC RFP - C001685439.xls
Saudi Energy | SEC RFP - C001685439 | 901325117 | 2870 901325117 PUMP,CNTRFGL,STG,HD,#120T... | 2870 901325117 PUMP,CNTRFGL,STG,HD,#120T7674P0001 | 1 | ALLRFPs\Saudi Energy\SEC RFP - C001685439\downloaded-rfp\SEC RFP - C001685439.xls
Saudi Energy | SEC RFP - C001685439 | 901325118 | 2880 901325118 IMPELLER,PUMP,OD,BORE,#14... | 2880 901325118 IMPELLER,PUMP,OD,BORE,#147561216 | 1 | ALLRFPs\Saudi Energy\SEC RFP - C001685439\downloaded-rfp\SEC RFP - C001685439.xls
Saudi Energy | SEC RFP - C001685439 | 901325119 | 2890 901325119 SHAFT,BULK NOUN: | 2890 901325119 SHAFT,BULK NOUN: | 1 | ALLRFPs\Saudi Energy\SEC RFP - C001685439\downloaded-rfp\SEC RFP - C001685439.xls
Saudi Energy | SEC RFP - C001685439 | 901325120 | 2900 901325120 RING,BULK NOUN: | 2900 901325120 RING,BULK NOUN: | 1 | ALLRFPs\Saudi Energy\SEC RFP - C001685439\downloaded-rfp\SEC RFP - C001685439.xls
Saudi Energy | SEC RFP - C001685439 | 901325121 | 2910 901325121 GASKET,FLG,NSPRL,#2311115... | 2910 901325121 GASKET,FLG,NSPRL,#23111156FLANGENONSPIRA | 1 | ALLRFPs\Saudi Energy\SEC RFP - C001685439\downloaded-rfp\SEC RFP - C001685439.xls
Saudi Energy | SEC RFP - C001685439 | 901325122 | 2920 901325122 PUMP,CNTRFGL,STG,HD,#120T... | 2920 901325122 PUMP,CNTRFGL,STG,HD,#120T7674P0003 | 1 | ALLRFPs\Saudi Energy\SEC RFP - C001685439\downloaded-rfp\SEC RFP - C001685439.xls
Saudi Energy | SEC RFP - C001685439 | 901325124 | 2930 901325124 IMPELLER,PUMP,OD,BORE,#16... | 2930 901325124 IMPELLER,PUMP,OD,BORE,#160022249 | 1 | ALLRFPs\Saudi Energy\SEC RFP - C001685439\downloaded-rfp\SEC RFP - C001685439.xls
Saudi Energy | SEC RFP - C001685439 | 901325126 | 2940 901325126 VALVE,BALL,CONN,#354A3276... | 2940 901325126 VALVE,BALL,CONN,#354A3276P0005 | 1 | ALLRFPs\Saudi Energy\SEC RFP - C001685439\downloaded-rfp\SEC RFP - C001685439.xls
Saudi Energy | SEC RFP - C001685439 | 901325127 | 2950 901325127 VALVE,BALL,CONN,#363A5279... | 2950 901325127 VALVE,BALL,CONN,#363A5279P012 | 1 | ALLRFPs\Saudi Energy\SEC RFP - C001685439\downloaded-rfp\SEC RFP - C001685439.xls
Saudi Energy | SEC RFP - C001685439 | 901325128 | 2960 901325128 VALVE,SPECIAL PURPOSE: | 2960 901325128 VALVE,SPECIAL PURPOSE: | 1 | ALLRFPs\Saudi Energy\SEC RFP - C001685439\downloaded-rfp\SEC RFP - C001685439.xls
Saudi Energy | SEC RFP - C001685439 | 901325129 | 2970 901325129 KIT,BULK NOUN: | 2970 901325129 KIT,BULK NOUN: | 2 | ALLRFPs\Saudi Energy\SEC RFP - C001685439\downloaded-rfp\SEC RFP - C001685439.xls
Saudi Energy | SEC RFP - C001685439 | 901325131 | 2980 901325131 O-RING,BULK NOUN: | 2980 901325131 O-RING,BULK NOUN: | 2 | ALLRFPs\Saudi Energy\SEC RFP - C001685439\downloaded-rfp\SEC RFP - C001685439.xls
Saudi Energy | SEC RFP - C001685439 | 901325132 | 2990 901325132 FILTER,OIL,HSG,#HC64501C | 2990 901325132 FILTER,OIL,HSG,#HC64501C | 2 | ALLRFPs\Saudi Energy\SEC RFP - C001685439\downloaded-rfp\SEC RFP - C001685439.xls
Saudi Energy | SEC RFP - C001685439 | 901325133 | 3000 901325133 FILTER,OIL,HSG,#HS828200C | 3000 901325133 FILTER,OIL,HSG,#HS828200C | 2 | ALLRFPs\Saudi Energy\SEC RFP - C001685439\downloaded-rfp\SEC RFP - C001685439.xls
Saudi Energy | SEC RFP - C001685439 | 901325135 | 3010 901325135 O-RING,BULK NOUN: | 3010 901325135 O-RING,BULK NOUN: | 2 | ALLRFPs\Saudi Energy\SEC RFP - C001685439\downloaded-rfp\SEC RFP - C001685439.xls
Saudi Energy | SEC RFP - C001685439 | 909109130 | 3020 909109130 BEARING ASSEMBLY,BULK NOU... | 3020 909109130 BEARING ASSEMBLY,BULK NOUN:STEAM TURBINE | 4 | ALLRFPs\Saudi Energy\SEC RFP - C001685439\downloaded-rfp\SEC RFP - C001685439.xls
Saudi Energy | SEC RFP - C001685439 | 901325143 | 3030 901325143 SEAL,BULK NOUN: | 3030 901325143 SEAL,BULK NOUN: | 3 | ALLRFPs\Saudi Energy\SEC RFP - C001685439\downloaded-rfp\SEC RFP - C001685439.xls
Saudi Energy | SEC RFP - C001685439 | 901325144 | 3040 901325144 KIT,BULK NOUN: | 3040 901325144 KIT,BULK NOUN: | 4 | ALLRFPs\Saudi Energy\SEC RFP - C001685439\downloaded-rfp\SEC RFP - C001685439.xls
Saudi Energy | SEC RFP - C001685439 | 901366584 | 3050 901366584 FAN,AXIAL FLOW:PS10 STEAM... | 3050 901366584 FAN,AXIAL FLOW:PS10 STEAM TURBINE GLAND | 1 | ALLRFPs\Saudi Energy\SEC RFP - C001685439\downloaded-rfp\SEC RFP - C001685439.xls
Saudi Energy | SEC RFP - C001685439 | 901366562 | 3060 901366562 VALVE,BALL,4 INCH,CONN,#1... | 3060 901366562 VALVE,BALL,4 INCH,CONN,#120T7698P0001 | 1 | ALLRFPs\Saudi Energy\SEC RFP - C001685439\downloaded-rfp\SEC RFP - C001685439.xls
Saudi Energy | SEC RFP - C001685439 | 901366563 | 3070 901366563 VALVE,BTRFL,4 INCH,#120T7... | 3070 901366563 VALVE,BTRFL,4 INCH,#120T7676P0003 | 1 | ALLRFPs\Saudi Energy\SEC RFP - C001685439\downloaded-rfp\SEC RFP - C001685439.xls
Saudi Energy | SEC RFP - C001685439 | 901366556 | 3080 901366556 VALVE,GLOBE,4 INCH,4 INCH... | 3080 901366556 VALVE,GLOBE,4 INCH,4 INCH,CONN,#120T7676 | 1 | ALLRFPs\Saudi Energy\SEC RFP - C001685439\downloaded-rfp\SEC RFP - C001685439.xls
Saudi Energy | SEC RFP - C001685439 | 901366566 | 3090 901366566 VALVE,BALL,4 INCH,CONN,#1... | 3090 901366566 VALVE,BALL,4 INCH,CONN,#120T7676P0002 | 1 | ALLRFPs\Saudi Energy\SEC RFP - C001685439\downloaded-rfp\SEC RFP - C001685439.xls
Saudi Energy | SEC RFP - C001685439 | 901366567 | 3100 901366567 VALVE,BALL,2 INCH,CONN,#1... | 3100 901366567 VALVE,BALL,2 INCH,CONN,#120T7676P0004 | 1 | ALLRFPs\Saudi Energy\SEC RFP - C001685439\downloaded-rfp\SEC RFP - C001685439.xls
Saudi Energy | SEC RFP - C001685439 | 901367483 | 3110 901367483 GLD:CBL,RTD/TC GLAND ASSE... | 3110 901367483 GLD:CBL,RTD/TC GLAND ASSEMBLY FOR GENERA | 2 | ALLRFPs\Saudi Energy\SEC RFP - C001685439\downloaded-rfp\SEC RFP - C001685439.xls
Saudi Energy | SEC RFP - C001685439 | 901367617 | 3120 901367617 PLT:BULK NOUN | 3120 901367617 PLT:BULK NOUN | 3 | ALLRFPs\Saudi Energy\SEC RFP - C001685439\downloaded-rfp\SEC RFP - C001685439.xls
Saudi Energy | SEC RFP - C001685439 | 901367510 | 3130 901367510 GUN:CLKG | 3130 901367510 GUN:CLKG | 1 | ALLRFPs\Saudi Energy\SEC RFP - C001685439\downloaded-rfp\SEC RFP - C001685439.xls
Saudi Energy | SEC RFP - C001685439 | 901365716 | 3140 901365716 HOLDER,BULK NOUN:BRUSH HO... | 3140 901365716 HOLDER,BULK NOUN:BRUSH HOLDER ASSEMBLY | 4 | ALLRFPs\Saudi Energy\SEC RFP - C001685439\downloaded-rfp\SEC RFP - C001685439.xls
Saudi Energy | SEC RFP - C001685439 | 901367604 | 3150 901367604 KIT:BULK NOUN | 3150 901367604 KIT:BULK NOUN | 1 | ALLRFPs\Saudi Energy\SEC RFP - C001685439\downloaded-rfp\SEC RFP - C001685439.xls
Saudi Energy | SEC RFP - C001685439 | 901367545 | 3160 901367545 DEFLECTOR:FL | 3160 901367545 DEFLECTOR:FL | 2 | ALLRFPs\Saudi Energy\SEC RFP - C001685439\downloaded-rfp\SEC RFP - C001685439.xls
Saudi Energy | SEC RFP - C001685439 | 901367655 | 3170 901367655 SPRG:EXTN | 3170 901367655 SPRG:EXTN | 2 | ALLRFPs\Saudi Energy\SEC RFP - C001685439\downloaded-rfp\SEC RFP - C001685439.xls
Saudi Energy | SEC RFP - C001685439 | 901367584 | 3180 901367584 PIN:BULK NOUN | 3180 901367584 PIN:BULK NOUN | 1 | ALLRFPs\Saudi Energy\SEC RFP - C001685439\downloaded-rfp\SEC RFP - C001685439.xls
Saudi Energy | SEC RFP - C001685439 | 901367546 | 3190 901367546 DEFLECTOR:FL | 3190 901367546 DEFLECTOR:FL | 1 | ALLRFPs\Saudi Energy\SEC RFP - C001685439\downloaded-rfp\SEC RFP - C001685439.xls
Saudi Energy | SEC RFP - C001685439 | 901367585 | 3200 901367585 PIN:BULK NOUN | 3200 901367585 PIN:BULK NOUN | 2 | ALLRFPs\Saudi Energy\SEC RFP - C001685439\downloaded-rfp\SEC RFP - C001685439.xls
Saudi Energy | SEC RFP - C001685439 | 901365699 | 3210 901365699 GASKET,BULK NOUN:ACCESS C... | 3210 901365699 GASKET,BULK NOUN:ACCESS COVER GASKETS | 1 | ALLRFPs\Saudi Energy\SEC RFP - C001685439\downloaded-rfp\SEC RFP - C001685439.xls
Saudi Energy | SEC RFP - C001685439 | 901367494 | 3220 901367494 ASSY:BULK NOUN | 3220 901367494 ASSY:BULK NOUN | 8 | ALLRFPs\Saudi Energy\SEC RFP - C001685439\downloaded-rfp\SEC RFP - C001685439.xls
Saudi Energy | SEC RFP - C001685439 | 901367438 | 3230 901367438 ASSY:BULK NOUN | 3230 901367438 ASSY:BULK NOUN | 1 | ALLRFPs\Saudi Energy\SEC RFP - C001685439\downloaded-rfp\SEC RFP - C001685439.xls
Saudi Energy | SEC RFP - C001685439 | 901367540 | 3240 901367540 ASSY:BULK NOUN | 3240 901367540 ASSY:BULK NOUN | 1 | ALLRFPs\Saudi Energy\SEC RFP - C001685439\downloaded-rfp\SEC RFP - C001685439.xls
Saudi Energy | SEC RFP - C001685439 | 901367611 | 3250 901367611 CMPND:SEALING | 3250 901367611 CMPND:SEALING | 1 | ALLRFPs\Saudi Energy\SEC RFP - C001685439\downloaded-rfp\SEC RFP - C001685439.xls
Saudi Energy | SEC RFP - C001685439 | 901367625 | 3260 901367625 CMPND:SEALING | 3260 901367625 CMPND:SEALING | 1 | ALLRFPs\Saudi Energy\SEC RFP - C001685439\downloaded-rfp\SEC RFP - C001685439.xls
Saudi Energy | SEC RFP - C001685439 | 901367587 | 3270 901367587 PIN:BULK NOUN | 3270 901367587 PIN:BULK NOUN | 1 | ALLRFPs\Saudi Energy\SEC RFP - C001685439\downloaded-rfp\SEC RFP - C001685439.xls
Saudi Energy | SEC RFP - C001685439 | 901367649 | 3280 901367649 PIN:BULK NOUN | 3280 901367649 PIN:BULK NOUN | 2 | ALLRFPs\Saudi Energy\SEC RFP - C001685439\downloaded-rfp\SEC RFP - C001685439.xls
Saudi Energy | SEC RFP - C001685439 | 901367608 | 3290 901367608 KIT:BULK NOUN | 3290 901367608 KIT:BULK NOUN | 2 | ALLRFPs\Saudi Energy\SEC RFP - C001685439\downloaded-rfp\SEC RFP - C001685439.xls
Saudi Energy | SEC RFP - C001685439 | 901367609 | 3300 901367609 KIT:BULK NOUN | 3300 901367609 KIT:BULK NOUN | 1 | ALLRFPs\Saudi Energy\SEC RFP - C001685439\downloaded-rfp\SEC RFP - C001685439.xls
Saudi Energy | SEC RFP - C001685439 | 901367526 | 3310 901367526 STUD:DE | 3310 901367526 STUD:DE | 4 | ALLRFPs\Saudi Energy\SEC RFP - C001685439\downloaded-rfp\SEC RFP - C001685439.xls
Saudi Energy | SEC RFP - C001685439 | 901367497 | 3320 901367497 BLT:SHLDR | 3320 901367497 BLT:SHLDR | 4 | ALLRFPs\Saudi Energy\SEC RFP - C001685439\downloaded-rfp\SEC RFP - C001685439.xls
Saudi Energy | SEC RFP - C001685439 | 901367496 | 3330 901367496 BLT:SHLDR | 3330 901367496 BLT:SHLDR | 4 | ALLRFPs\Saudi Energy\SEC RFP - C001685439\downloaded-rfp\SEC RFP - C001685439.xls
Saudi Energy | SEC RFP - C001685439 | 901367525 | 3340 901367525 STUD:DE | 3340 901367525 STUD:DE | 4 | ALLRFPs\Saudi Energy\SEC RFP - C001685439\downloaded-rfp\SEC RFP - C001685439.xls
Saudi Energy | SEC RFP - C001685439 | 901367506 | 3350 901367506 WRN:BE | 3350 901367506 WRN:BE | 1 | ALLRFPs\Saudi Energy\SEC RFP - C001685439\downloaded-rfp\SEC RFP - C001685439.xls
Saudi Energy | SEC RFP - C001685439 | 901367505 | 3360 901367505 WRN:BE | 3360 901367505 WRN:BE | 2 | ALLRFPs\Saudi Energy\SEC RFP - C001685439\downloaded-rfp\SEC RFP - C001685439.xls
Saudi Energy | SEC RFP - C001685439 | 901367462 | 3370 901367462 WRN:BE | 3370 901367462 WRN:BE | 1 | ALLRFPs\Saudi Energy\SEC RFP - C001685439\downloaded-rfp\SEC RFP - C001685439.xls
Saudi Energy | SEC RFP - C001685439 | 901367446 | 3380 901367446 BLT:GUIDE | 3380 901367446 BLT:GUIDE | 2 | ALLRFPs\Saudi Energy\SEC RFP - C001685439\downloaded-rfp\SEC RFP - C001685439.xls
Saudi Energy | SEC RFP - C001685439 | 901367492 | 3390 901367492 BLT:GUIDE | 3390 901367492 BLT:GUIDE | 2 | ALLRFPs\Saudi Energy\SEC RFP - C001685439\downloaded-rfp\SEC RFP - C001685439.xls
Saudi Energy | SEC RFP - C001685439 | 901367491 | 3400 901367491 BLT:GUIDE | 3400 901367491 BLT:GUIDE | 2 | ALLRFPs\Saudi Energy\SEC RFP - C001685439\downloaded-rfp\SEC RFP - C001685439.xls
Saudi Energy | SEC RFP - C001685439 | 901367581 | 3410 901367581 RING:BULK NOUN | 3410 901367581 RING:BULK NOUN | 2 | ALLRFPs\Saudi Energy\SEC RFP - C001685439\downloaded-rfp\SEC RFP - C001685439.xls
Saudi Energy | SEC RFP - C001685439 | 901367541 | 3420 901367541 BELLOWS:BULK NOUN | 3420 901367541 BELLOWS:BULK NOUN | 2 | ALLRFPs\Saudi Energy\SEC RFP - C001685439\downloaded-rfp\SEC RFP - C001685439.xls
Saudi Energy | SEC RFP - C001685439 | 901367490 | 3430 901367490 BLT:GUIDE | 3430 901367490 BLT:GUIDE | 8 | ALLRFPs\Saudi Energy\SEC RFP - C001685439\downloaded-rfp\SEC RFP - C001685439.xls
Saudi Energy | SEC RFP - C001685439 | 901367569 | 3440 901367569 JACK:HYD | 3440 901367569 JACK:HYD | 3 | ALLRFPs\Saudi Energy\SEC RFP - C001685439\downloaded-rfp\SEC RFP - C001685439.xls
Saudi Energy | SEC RFP - C001685439 | 901367570 | 3450 901367570 JACK:HYD | 3450 901367570 JACK:HYD | 2 | ALLRFPs\Saudi Energy\SEC RFP - C001685439\downloaded-rfp\SEC RFP - C001685439.xls
Saudi Energy | SEC RFP - C001685439 | 901367586 | 3460 901367586 DEV:BULK NOUN | 3460 901367586 DEV:BULK NOUN | 2 | ALLRFPs\Saudi Energy\SEC RFP - C001685439\downloaded-rfp\SEC RFP - C001685439.xls
Saudi Energy | SEC RFP - C001685439 | 900381206 | 3470 900381206 SUPPORT,BULK NOUN:BOLTED,... | 3470 900381206 SUPPORT,BULK NOUN:BOLTED,CARBON STEEL,ST | 4 | ALLRFPs\Saudi Energy\SEC RFP - C001685439\downloaded-rfp\SEC RFP - C001685439.xls
Saudi Energy | SEC RFP - C001685439 | 901366568 | 3480 901366568 VALVE,GATE,1 INCH,TEMPERA... | 3480 901366568 VALVE,GATE,1 INCH,TEMPERATURE RATING,#12 | 1 | ALLRFPs\Saudi Energy\SEC RFP - C001685439\downloaded-rfp\SEC RFP - C001685439.xls
Saudi Energy | SEC RFP - C001685439 | 901366569 | 3490 901366569 VALVE,GATE,1.5 INCH,TEMPE... | 3490 901366569 VALVE,GATE,1.5 INCH,TEMPERATURE RATING | 1 | ALLRFPs\Saudi Energy\SEC RFP - C001685439\downloaded-rfp\SEC RFP - C001685439.xls
Saudi Energy | SEC RFP - C001685439 | 901366565 | 3500 901366565 CONTROL,BULK NOUN:STEAM T... | 3500 901366565 CONTROL,BULK NOUN:STEAM TURBINE/WATER SP | 1 | ALLRFPs\Saudi Energy\SEC RFP - C001685439\downloaded-rfp\SEC RFP - C001685439.xls
Saudi Energy | SEC RFP - C001685439 | 901366564 | 3510 901366564 CONTROL,BULK NOUN:PV02 TC... | 3510 901366564 CONTROL,BULK NOUN:PV02 TCV260 COOLING WA | 1 | ALLRFPs\Saudi Energy\SEC RFP - C001685439\downloaded-rfp\SEC RFP - C001685439.xls
Saudi Energy | SEC RFP - C001685439 | 901367404 | 3520 901367404 VLV:GLB | 3520 901367404 VLV:GLB | 1 | ALLRFPs\Saudi Energy\SEC RFP - C001685439\downloaded-rfp\SEC RFP - C001685439.xls
Saudi Energy | SEC RFP - C001685439 | 901367398 | 3530 901367398 VLV:GLB | 3530 901367398 VLV:GLB | 1 | ALLRFPs\Saudi Energy\SEC RFP - C001685439\downloaded-rfp\SEC RFP - C001685439.xls
Saudi Energy | SEC RFP - C001685439 | 901367394 | 3540 901367394 VLV:BTRFL | 3540 901367394 VLV:BTRFL | 2 | ALLRFPs\Saudi Energy\SEC RFP - C001685439\downloaded-rfp\SEC RFP - C001685439.xls
Saudi Energy | SEC RFP - C001685439 | 901367393 | 3550 901367393 VLV:BTRFL | 3550 901367393 VLV:BTRFL | 1 | ALLRFPs\Saudi Energy\SEC RFP - C001685439\downloaded-rfp\SEC RFP - C001685439.xls
Saudi Energy | SEC RFP - C001685439 | 901367397 | 3560 901367397 VLV:GLB | 3560 901367397 VLV:GLB | 1 | ALLRFPs\Saudi Energy\SEC RFP - C001685439\downloaded-rfp\SEC RFP - C001685439.xls
Saudi Energy | SEC RFP - C001685439 | 901367485 | 3570 901367485 GUARD:BULK NOUN | 3570 901367485 GUARD:BULK NOUN | 1 | ALLRFPs\Saudi Energy\SEC RFP - C001685439\downloaded-rfp\SEC RFP - C001685439.xls
Saudi Energy | SEC RFP - C001685439 | 901120871 | 3580 901120871 BOLT,EYE,THD,THDLG,#385A5... | 3580 901120871 BOLT,EYE,THD,THDLG,#385A5903P0016 | 4 | ALLRFPs\Saudi Energy\SEC RFP - C001685439\downloaded-rfp\SEC RFP - C001685439.xls
Saudi Energy | SEC RFP - C001685439 | 901120827 | 3590 901120827 SOCKET,WRN,DR,WELL | 3590 901120827 SOCKET,WRN,DR,WELL | 1 | ALLRFPs\Saudi Energy\SEC RFP - C001685439\downloaded-rfp\SEC RFP - C001685439.xls
Saudi Energy | SEC RFP - C001685439 | 901120878 | 3600 901120878 RING,BULK NOUN: | 3600 901120878 RING,BULK NOUN: | 2 | ALLRFPs\Saudi Energy\SEC RFP - C001685439\downloaded-rfp\SEC RFP - C001685439.xls
Saudi Energy | SEC RFP - C001685439 | 901366534 | 3610 901366534 KEY:SHAFT, | 3610 901366534 KEY:SHAFT, | 2 | ALLRFPs\Saudi Energy\SEC RFP - C001685439\downloaded-rfp\SEC RFP - C001685439.xls
Saudi Energy | SEC RFP - C001685439 | 901120823 | 3620 901120823 WRENCH,BOX END,LG | 3620 901120823 WRENCH,BOX END,LG | 1 | ALLRFPs\Saudi Energy\SEC RFP - C001685439\downloaded-rfp\SEC RFP - C001685439.xls
Saudi Energy | SEC RFP - C001685439 | 901366521 | 3630 901366521 PIN, | 3630 901366521 PIN, | 2 | ALLRFPs\Saudi Energy\SEC RFP - C001685439\downloaded-rfp\SEC RFP - C001685439.xls
Saudi Energy | SEC RFP - C001685439 | 901367527 | 3640 901367527 SCR:CAP | 3640 901367527 SCR:CAP | 6 | ALLRFPs\Saudi Energy\SEC RFP - C001685439\downloaded-rfp\SEC RFP - C001685439.xls
Saudi Energy | SEC RFP - C001685439 | 901120870 | 3650 901120870 BOLT,EYE,THD,THDLG,#385A5... | 3650 901120870 BOLT,EYE,THD,THDLG,#385A5903P0015 | 4 | ALLRFPs\Saudi Energy\SEC RFP - C001685439\downloaded-rfp\SEC RFP - C001685439.xls
Saudi Energy | SEC RFP - C001685439 | 901367613 | 3660 901367613 SCR:CAP | 3660 901367613 SCR:CAP | 72 | ALLRFPs\Saudi Energy\SEC RFP - C001685439\downloaded-rfp\SEC RFP - C001685439.xls
Saudi Energy | SEC RFP - C001685439 | 901367582 | 3670 901367582 WASHER:LK | 3670 901367582 WASHER:LK | 72 | ALLRFPs\Saudi Energy\SEC RFP - C001685439\downloaded-rfp\SEC RFP - C001685439.xls
Saudi Energy | SEC RFP - C001685439 | 901367642 | 3680 901367642 FTNG:BULK NOUN | 3680 901367642 FTNG:BULK NOUN | 2 | ALLRFPs\Saudi Energy\SEC RFP - C001685439\downloaded-rfp\SEC RFP - C001685439.xls
Saudi Energy | SEC RFP - C001685439 | 901367641 | 3690 901367641 FTNG:BULK NOUN | 3690 901367641 FTNG:BULK NOUN | 2 | ALLRFPs\Saudi Energy\SEC RFP - C001685439\downloaded-rfp\SEC RFP - C001685439.xls
Saudi Energy | SEC RFP - C001685439 | 901367414 | 3700 901367414 SCR:BAL | 3700 901367414 SCR:BAL | 4 | ALLRFPs\Saudi Energy\SEC RFP - C001685439\downloaded-rfp\SEC RFP - C001685439.xls
Saudi Energy | SEC RFP - C001685439 | 901120876 | 3710 901120876 RING,BULK NOUN: | 3710 901120876 RING,BULK NOUN: | 2 | ALLRFPs\Saudi Energy\SEC RFP - C001685439\downloaded-rfp\SEC RFP - C001685439.xls
Saudi Energy | SEC RFP - C001685439 | 901367392 | 3720 901367392 SCR:BAL | 3720 901367392 SCR:BAL | 4 | ALLRFPs\Saudi Energy\SEC RFP - C001685439\downloaded-rfp\SEC RFP - C001685439.xls
Saudi Energy | SEC RFP - C001685439 | 901367413 | 3730 901367413 SCR:BAL | 3730 901367413 SCR:BAL | 4 | ALLRFPs\Saudi Energy\SEC RFP - C001685439\downloaded-rfp\SEC RFP - C001685439.xls
Saudi Energy | SEC RFP - C001685439 | 901367544 | 3740 901367544 SCR:CAP | 3740 901367544 SCR:CAP | 4 | ALLRFPs\Saudi Energy\SEC RFP - C001685439\downloaded-rfp\SEC RFP - C001685439.xls
Saudi Energy | SEC RFP - C001685439 | 901367395 | 3750 901367395 WT:BAL | 3750 901367395 WT:BAL | 30 | ALLRFPs\Saudi Energy\SEC RFP - C001685439\downloaded-rfp\SEC RFP - C001685439.xls
Saudi Energy | SEC RFP - C001685439 | 901120877 | 3760 901120877 RING,BULK NOUN: | 3760 901120877 RING,BULK NOUN: | 2 | ALLRFPs\Saudi Energy\SEC RFP - C001685439\downloaded-rfp\SEC RFP - C001685439.xls
Saudi Energy | SEC RFP - C001685439 | 901122652 | 3770 901122652 COMPOUND,SEALING,#0659A91... | 3770 901122652 COMPOUND,SEALING,#0659A911P0077 | 12 | ALLRFPs\Saudi Energy\SEC RFP - C001685439\downloaded-rfp\SEC RFP - C001685439.xls
Saudi Energy | SEC RFP - C001685439 | 901366515 | 3780 901366515 PIN, | 3780 901366515 PIN, | 1 | ALLRFPs\Saudi Energy\SEC RFP - C001685439\downloaded-rfp\SEC RFP - C001685439.xls
Saudi Energy | SEC RFP - C001685439 | 901367417 | 3790 901367417 BLT:MACH | 3790 901367417 BLT:MACH | 4 | ALLRFPs\Saudi Energy\SEC RFP - C001685439\downloaded-rfp\SEC RFP - C001685439.xls
Saudi Energy | SEC RFP - C001685439 | 901367639 | 3800 901367639 PIN:BULK NOUN | 3800 901367639 PIN:BULK NOUN | 4 | ALLRFPs\Saudi Energy\SEC RFP - C001685439\downloaded-rfp\SEC RFP - C001685439.xls
Saudi Energy | SEC RFP - C001685439 | 901367631 | 3810 901367631 PIN:BULK NOUN | 3810 901367631 PIN:BULK NOUN | 4 | ALLRFPs\Saudi Energy\SEC RFP - C001685439\downloaded-rfp\SEC RFP - C001685439.xls
Saudi Energy | SEC RFP - C001685439 | 901367391 | 3820 901367391 BLT:MACH | 3820 901367391 BLT:MACH | 108 | ALLRFPs\Saudi Energy\SEC RFP - C001685439\downloaded-rfp\SEC RFP - C001685439.xls
Saudi Energy | SEC RFP - C001685439 | 901122644 | 3830 901122644 CHEMICAL:INORGANIC, | 3830 901122644 CHEMICAL:INORGANIC, | 4 | ALLRFPs\Saudi Energy\SEC RFP - C001685439\downloaded-rfp\SEC RFP - C001685439.xls
Saudi Energy | SEC RFP - C001685439 | 901367630 | 3840 901367630 SCR:CAP | 3840 901367630 SCR:CAP | 8 | ALLRFPs\Saudi Energy\SEC RFP - C001685439\downloaded-rfp\SEC RFP - C001685439.xls
Saudi Energy | SEC RFP - C001685439 | 901367473 | 3850 901367473 GSKT:SPRLWND | 3850 901367473 GSKT:SPRLWND | 4 | ALLRFPs\Saudi Energy\SEC RFP - C001685439\downloaded-rfp\SEC RFP - C001685439.xls
Saudi Energy | SEC RFP - C001685439 | 901120869 | 3860 901120869 BOLT,EYE,THD,THDLG,#385A5... | 3860 901120869 BOLT,EYE,THD,THDLG,#385A5903P0013 | 4 | ALLRFPs\Saudi Energy\SEC RFP - C001685439\downloaded-rfp\SEC RFP - C001685439.xls
Saudi Energy | SEC RFP - C001685439 | 901367421 | 3870 901367421 BLT:MACH | 3870 901367421 BLT:MACH | 8 | ALLRFPs\Saudi Energy\SEC RFP - C001685439\downloaded-rfp\SEC RFP - C001685439.xls
Saudi Energy | SEC RFP - C001685439 | 901367638 | 3880 901367638 SCR:CAP | 3880 901367638 SCR:CAP | 6 | ALLRFPs\Saudi Energy\SEC RFP - C001685439\downloaded-rfp\SEC RFP - C001685439.xls
Saudi Energy | SEC RFP - C001685439 | 901365700 | 3890 901365700 GASKET,BULK NOUN:GASKET | 3890 901365700 GASKET,BULK NOUN:GASKET | 2 | ALLRFPs\Saudi Energy\SEC RFP - C001685439\downloaded-rfp\SEC RFP - C001685439.xls
Saudi Energy | SEC RFP - C001685439 | 905942678 | 3900 905942678 WEIGHT:BALANCE,(12.6 MM X... | 3900 905942678 WEIGHT:BALANCE,(12.6 MM X 15.2 MM) WD X | 60 | ALLRFPs\Saudi Energy\SEC RFP - C001685439\downloaded-rfp\SEC RFP - C001685439.xls
Saudi Energy | SEC RFP - C001685439 | 901120845 | 3910 901120845 PLUG,BULK NOUN: | 3910 901120845 PLUG,BULK NOUN: | 40 | ALLRFPs\Saudi Energy\SEC RFP - C001685439\downloaded-rfp\SEC RFP - C001685439.xls
Saudi Energy | SEC RFP - C001685439 | 901367474 | 3920 901367474 GSKT:SPRLWND | 3920 901367474 GSKT:SPRLWND | 4 | ALLRFPs\Saudi Energy\SEC RFP - C001685439\downloaded-rfp\SEC RFP - C001685439.xls
Saudi Energy | SEC RFP - C001685439 | 901367618 | 3930 901367618 SCR:CAP | 3930 901367618 SCR:CAP | 4 | ALLRFPs\Saudi Energy\SEC RFP - C001685439\downloaded-rfp\SEC RFP - C001685439.xls
Saudi Energy | SEC RFP - C001685439 | 901367632 | 3940 901367632 SCR:CAP | 3940 901367632 SCR:CAP | 4 | ALLRFPs\Saudi Energy\SEC RFP - C001685439\downloaded-rfp\SEC RFP - C001685439.xls
Saudi Energy | SEC RFP - C001685439 | 901367382 | 3950 901367382 GL:BULK NOUN | 3950 901367382 GL:BULK NOUN | 4 | ALLRFPs\Saudi Energy\SEC RFP - C001685439\downloaded-rfp\SEC RFP - C001685439.xls
Saudi Energy | SEC RFP - C001685439 | 901367388 | 3960 901367388 RING:BULK NOUN | 3960 901367388 RING:BULK NOUN | 1 | ALLRFPs\Saudi Energy\SEC RFP - C001685439\downloaded-rfp\SEC RFP - C001685439.xls
Saudi Energy | SEC RFP - C001685439 | 901323346 | 3970 901323346 PIN, | 3970 901323346 PIN, | 2 | ALLRFPs\Saudi Energy\SEC RFP - C001685439\downloaded-rfp\SEC RFP - C001685439.xls
Saudi Energy | SEC RFP - C001685439 | 901120868 | 3980 901120868 BOLT,EYE,THD,THDLG,#385A5... | 3980 901120868 BOLT,EYE,THD,THDLG,#385A5903P0012 | 4 | ALLRFPs\Saudi Energy\SEC RFP - C001685439\downloaded-rfp\SEC RFP - C001685439.xls
Saudi Energy | SEC RFP - C001685439 | 901367472 | 3990 901367472 STUD:PIN | 3990 901367472 STUD:PIN | 12 | ALLRFPs\Saudi Energy\SEC RFP - C001685439\downloaded-rfp\SEC RFP - C001685439.xls
Saudi Energy | SEC RFP - C001685439 | 901367634 | 4000 901367634 SCR:CAP | 4000 901367634 SCR:CAP | 12 | ALLRFPs\Saudi Energy\SEC RFP - C001685439\downloaded-rfp\SEC RFP - C001685439.xls
Saudi Energy | SEC RFP - C001685439 | 901367420 | 4010 901367420 NUT:HEX | 4010 901367420 NUT:HEX | 12 | ALLRFPs\Saudi Energy\SEC RFP - C001685439\downloaded-rfp\SEC RFP - C001685439.xls
Saudi Energy | SEC RFP - C001685439 | 901367633 | 4020 901367633 SCR:CAP | 4020 901367633 SCR:CAP | 12 | ALLRFPs\Saudi Energy\SEC RFP - C001685439\downloaded-rfp\SEC RFP - C001685439.xls
Saudi Energy | SEC RFP - C001685439 | 901365692 | 4030 901365692 GASKET,BULK NOUN:GASKET S... | 4030 901365692 GASKET,BULK NOUN:GASKET SPIRAL WOUND NON | 6 | ALLRFPs\Saudi Energy\SEC RFP - C001685439\downloaded-rfp\SEC RFP - C001685439.xls
Saudi Energy | SEC RFP - C001685439 | 901120909 | 4040 901120909 GASKET,BULK NOUN: | 4040 901120909 GASKET,BULK NOUN: | 2 | ALLRFPs\Saudi Energy\SEC RFP - C001685439\downloaded-rfp\SEC RFP - C001685439.xls
Saudi Energy | SEC RFP - C001685439 | 901120815 | 4050 901120815 WRENCH,BOX END,LG | 4050 901120815 WRENCH,BOX END,LG | 1 | ALLRFPs\Saudi Energy\SEC RFP - C001685439\downloaded-rfp\SEC RFP - C001685439.xls
Saudi Energy | SEC RFP - C001685439 | 905600324 | 4060 905600324 COMPOUND,SEALING,RED,50 M... | 4060 905600324 COMPOUND,SEALING,RED,50 ML BOTTLE,#57735 | 4 | ALLRFPs\Saudi Energy\SEC RFP - C001685439\downloaded-rfp\SEC RFP - C001685439.xls
Saudi Energy | SEC RFP - C001685439 | 901112316 | 4070 901112316 VALVE,NDL,SSTL,1/4 IN,100... | 4070 901112316 VALVE,NDL,SSTL,1/4 IN,1000 LB,#HA0010P01 | 1 | ALLRFPs\Saudi Energy\SEC RFP - C001685439\downloaded-rfp\SEC RFP - C001685439.xls
Saudi Energy | SEC RFP - C001685439 | 901111359 | 4080 901111359 VALVE,BALL,#383A8416P0024 | 4080 901111359 VALVE,BALL,#383A8416P0024 | 1 | ALLRFPs\Saudi Energy\SEC RFP - C001685439\downloaded-rfp\SEC RFP - C001685439.xls
Saudi Energy | SEC RFP - C001685439 | 901111360 | 4090 901111360 VALVE,BALL,ON OFF TYPE,#3... | 4090 901111360 VALVE,BALL,ON OFF TYPE,#383A8416P0025 | 1 | ALLRFPs\Saudi Energy\SEC RFP - C001685439\downloaded-rfp\SEC RFP - C001685439.xls
Saudi Energy | SEC RFP - C001685439 | 901111361 | 4100 901111361 VALVE,BALL,ON OFF TYPE,#3... | 4100 901111361 VALVE,BALL,ON OFF TYPE,#383A8416P0125 | 1 | ALLRFPs\Saudi Energy\SEC RFP - C001685439\downloaded-rfp\SEC RFP - C001685439.xls
Saudi Energy | SEC RFP - C001685439 | 901365206 | 4110 901365206 FILTER,OIL,SYNTHETIC (ANT... | 4110 901365206 FILTER,OIL,SYNTHETIC (ANTISTATIC),#38700 | 4 | ALLRFPs\Saudi Energy\SEC RFP - C001685439\downloaded-rfp\SEC RFP - C001685439.xls
Saudi Energy | SEC RFP - C001685439 | 901366494 | 4120 901366494 BOLT,MACH,#NBT403026P1231 | 4120 901366494 BOLT,MACH,#NBT403026P1231 | 6 | ALLRFPs\Saudi Energy\SEC RFP - C001685439\downloaded-rfp\SEC RFP - C001685439.xls
Saudi Energy | SEC RFP - C001685439 | 901367366 | 4130 901367366 O-RING:BULK NOUN | 4130 901367366 O-RING:BULK NOUN | 2 | ALLRFPs\Saudi Energy\SEC RFP - C001685439\downloaded-rfp\SEC RFP - C001685439.xls
Saudi Energy | SEC RFP - C001685439 | 901367471 | 4140 901367471 GSKT:FLANGE, NON-SPIRAL | 4140 901367471 GSKT:FLANGE, NON-SPIRAL | 4 | ALLRFPs\Saudi Energy\SEC RFP - C001685439\downloaded-rfp\SEC RFP - C001685439.xls
Saudi Energy | SEC RFP - C001685439 | 901365730 | 4150 901365730 PLATE,BULK NOUN:SPLH FANB... | 4150 901365730 PLATE,BULK NOUN:SPLH FANBLADE LOCK PLATE | 72 | ALLRFPs\Saudi Energy\SEC RFP - C001685439\downloaded-rfp\SEC RFP - C001685439.xls
Saudi Energy | SEC RFP - C001685439 | 901365636 | 4160 901365636 BOLT,ANCHOR,DIA,LG,#N22MP... | 4160 901365636 BOLT,ANCHOR,DIA,LG,#N22MP33032 | 15 | ALLRFPs\Saudi Energy\SEC RFP - C001685439\downloaded-rfp\SEC RFP - C001685439.xls
Saudi Energy | SEC RFP - C001685439 | 901365691 | 4170 901365691 GASKET,BULK NOUN:GASKET S... | 4170 901365691 GASKET,BULK NOUN:GASKET SPIRAL WOUND NON | 6 | ALLRFPs\Saudi Energy\SEC RFP - C001685439\downloaded-rfp\SEC RFP - C001685439.xls
Saudi Energy | SEC RFP - C001685439 | 901365679 | 4180 901365679 GASKET,BULK NOUN:GASKET, ... | 4180 901365679 GASKET,BULK NOUN:GASKET, SPIRAL WOUND | 6 | ALLRFPs\Saudi Energy\SEC RFP - C001685439\downloaded-rfp\SEC RFP - C001685439.xls
Saudi Energy | SEC RFP - C001685439 | 901366514 | 4190 901366514 WASHER,FLAT,#NB336850P414... | 4190 901366514 WASHER,FLAT,#NB336850P4144 | 12 | ALLRFPs\Saudi Energy\SEC RFP - C001685439\downloaded-rfp\SEC RFP - C001685439.xls
Saudi Energy | SEC RFP - C001685439 | 902012867 | 4200 902012867 GASKET,PIPING ARRANGEMENT... | 4200 902012867 GASKET,PIPING ARRANGEMENT,SPIRAL WOUND,C | 4 | ALLRFPs\Saudi Energy\SEC RFP - C001685439\downloaded-rfp\SEC RFP - C001685439.xls
Saudi Energy | SEC RFP - C001685439 | 901122614 | 4210 901122614 ADAPTER, | 4210 901122614 ADAPTER, | 4 | ALLRFPs\Saudi Energy\SEC RFP - C001685439\downloaded-rfp\SEC RFP - C001685439.xls
Saudi Energy | SEC RFP - C001685439 | 901365694 | 4220 901365694 GASKET,BULK NOUN:GASKET, ... | 4220 901365694 GASKET,BULK NOUN:GASKET, SPIRAL WOUND | 4 | ALLRFPs\Saudi Energy\SEC RFP - C001685439\downloaded-rfp\SEC RFP - C001685439.xls
Saudi Energy | SEC RFP - C001685439 | 901365752 | 4230 901365752 SCREW,CAP,DIA,LG,HD,#N170... | 4230 901365752 SCREW,CAP,DIA,LG,HD,#N170P21014B | 20 | ALLRFPs\Saudi Energy\SEC RFP - C001685439\downloaded-rfp\SEC RFP - C001685439.xls
Saudi Energy | SEC RFP - C001685439 | 901122701 | 4240 901122701 SCREW,MACH,#N60HP35036 | 4240 901122701 SCREW,MACH,#N60HP35036 | 12 | ALLRFPs\Saudi Energy\SEC RFP - C001685439\downloaded-rfp\SEC RFP - C001685439.xls
Saudi Energy | SEC RFP - C001685439 | 901103496 | 4250 901103496 MATERIAL, | 4250 901103496 MATERIAL, | 12 | ALLRFPs\Saudi Energy\SEC RFP - C001685439\downloaded-rfp\SEC RFP - C001685439.xls
Saudi Energy | SEC RFP - C001685439 | 901365487 | 4260 901365487 O-RING,BULK NOUN:O RING (... | 4260 901365487 O-RING,BULK NOUN:O RING (VITON) | 6 | ALLRFPs\Saudi Energy\SEC RFP - C001685439\downloaded-rfp\SEC RFP - C001685439.xls
Saudi Energy | SEC RFP - C001685439 | 901365760 | 4270 901365760 SCREW,CAP,DIA,LG,HD,#N60H... | 4270 901365760 SCREW,CAP,DIA,LG,HD,#N60HP29028 | 62 | ALLRFPs\Saudi Energy\SEC RFP - C001685439\downloaded-rfp\SEC RFP - C001685439.xls
Saudi Energy | SEC RFP - C001685439 | 901367579 | 4280 901367579 PIN:BULK NOUN | 4280 901367579 PIN:BULK NOUN | 2 | ALLRFPs\Saudi Energy\SEC RFP - C001685439\downloaded-rfp\SEC RFP - C001685439.xls
Saudi Energy | SEC RFP - C001685439 | 901367553 | 4290 901367553 SPACER:BULK NOUN | 4290 901367553 SPACER:BULK NOUN | 4 | ALLRFPs\Saudi Energy\SEC RFP - C001685439\downloaded-rfp\SEC RFP - C001685439.xls
Saudi Energy | SEC RFP - C001685439 | 901367542 | 4300 901367542 SPACER:BULK NOUN | 4300 901367542 SPACER:BULK NOUN | 4 | ALLRFPs\Saudi Energy\SEC RFP - C001685439\downloaded-rfp\SEC RFP - C001685439.xls
Saudi Energy | SEC RFP - C001685439 | 901367580 | 4310 901367580 PIN:BULK NOUN | 4310 901367580 PIN:BULK NOUN | 2 | ALLRFPs\Saudi Energy\SEC RFP - C001685439\downloaded-rfp\SEC RFP - C001685439.xls
Saudi Energy | SEC RFP - C001685439 | 901320743 | 4320 901320743 NUT,CAP,STL,12.50 MM DIA,... | 4320 901320743 NUT,CAP,STL,12.50 MM DIA,6.12 MM HT,#N21 | 2 | ALLRFPs\Saudi Energy\SEC RFP - C001685439\downloaded-rfp\SEC RFP - C001685439.xls
Saudi Energy | SEC RFP - C001685439 | 901365772 | 4330 901365772 SCREW,CAP,DIA,LG,HD,#N170... | 4330 901365772 SCREW,CAP,DIA,LG,HD,#N170P23028B | 10 | ALLRFPs\Saudi Energy\SEC RFP - C001685439\downloaded-rfp\SEC RFP - C001685439.xls
Saudi Energy | SEC RFP - C001685439 | 901122736 | 4340 901122736 WASHER,LOCK,#N405P45B | 4340 901122736 WASHER,LOCK,#N405P45B | 16 | ALLRFPs\Saudi Energy\SEC RFP - C001685439\downloaded-rfp\SEC RFP - C001685439.xls
Saudi Energy | SEC RFP - C001685439 | 905641043 | 4350 905641043 INDICATOR:DEFLECTION,0.00... | 4350 905641043 INDICATOR:DEFLECTION,0.001 IN,ASME B89.1 | 1 | ALLRFPs\Saudi Energy\SEC RFP - C001685439\downloaded-rfp\SEC RFP - C001685439.xls
Saudi Energy | SEC RFP - C001685439 | 901123215 | 4360 901123215 KEY:LOCK,CRV VALVE,****,S... | 4360 901123215 KEY:LOCK,CRV VALVE,****,STL,ECR0037050 | 2 | ALLRFPs\Saudi Energy\SEC RFP - C001685439\downloaded-rfp\SEC RFP - C001685439.xls
Saudi Energy | SEC RFP - C001685439 | 901366485 | 4370 901366485 BOLT,MACH,#U627P310L0431 | 4370 901366485 BOLT,MACH,#U627P310L0431 | 8 | ALLRFPs\Saudi Energy\SEC RFP - C001685439\downloaded-rfp\SEC RFP - C001685439.xls
Saudi Energy | SEC RFP - C001685439 | 901366491 | 4380 901366491 WASHER:THRUST, | 4380 901366491 WASHER:THRUST, | 18 | ALLRFPs\Saudi Energy\SEC RFP - C001685439\downloaded-rfp\SEC RFP - C001685439.xls
Saudi Energy | SEC RFP - C001685439 | 901366490 | 4390 901366490 SHIM:CLEARANCE ADJUSTING, | 4390 901366490 SHIM:CLEARANCE ADJUSTING, | 8 | ALLRFPs\Saudi Energy\SEC RFP - C001685439\downloaded-rfp\SEC RFP - C001685439.xls
Saudi Energy | SEC RFP - C001685439 | 901122642 | 4400 901122642 CHEMICAL:INORGANIC, | 4400 901122642 CHEMICAL:INORGANIC, | 4 | ALLRFPs\Saudi Energy\SEC RFP - C001685439\downloaded-rfp\SEC RFP - C001685439.xls
Saudi Energy | SEC RFP - C001685439 | 901365412 | 4410 901365412 GASKET SET:BULK NOUN | 4410 901365412 GASKET SET:BULK NOUN | 1 | ALLRFPs\Saudi Energy\SEC RFP - C001685439\downloaded-rfp\SEC RFP - C001685439.xls
Saudi Energy | SEC RFP - C001685439 | 901120819 | 4420 901120819 WRENCH,BOX END,LG | 4420 901120819 WRENCH,BOX END,LG | 1 | ALLRFPs\Saudi Energy\SEC RFP - C001685439\downloaded-rfp\SEC RFP - C001685439.xls
Saudi Energy | SEC RFP - C001685439 | 901367555 | 4430 901367555 PLT:BULK NOUN | 4430 901367555 PLT:BULK NOUN | 24 | ALLRFPs\Saudi Energy\SEC RFP - C001685439\downloaded-rfp\SEC RFP - C001685439.xls
Saudi Energy | SEC RFP - C001685439 | 901367449 | 4440 901367449 SCR:CAP | 4440 901367449 SCR:CAP | 24 | ALLRFPs\Saudi Energy\SEC RFP - C001685439\downloaded-rfp\SEC RFP - C001685439.xls
Saudi Energy | SEC RFP - C001685439 | 901120875 | 4450 901120875 RING,BULK NOUN: | 4450 901120875 RING,BULK NOUN: | 2 | ALLRFPs\Saudi Energy\SEC RFP - C001685439\downloaded-rfp\SEC RFP - C001685439.xls
Saudi Energy | SEC RFP - C001685439 | 901367448 | 4460 901367448 SCR:CAP | 4460 901367448 SCR:CAP | 144 | ALLRFPs\Saudi Energy\SEC RFP - C001685439\downloaded-rfp\SEC RFP - C001685439.xls
Saudi Energy | SEC RFP - C001685439 | 901367607 | 4470 901367607 WASHER:FLAT | 4470 901367607 WASHER:FLAT | 144 | ALLRFPs\Saudi Energy\SEC RFP - C001685439\downloaded-rfp\SEC RFP - C001685439.xls
Saudi Energy | SEC RFP - C001685439 | 901367603 | 4480 901367603 WASHER:FLAT | 4480 901367603 WASHER:FLAT | 144 | ALLRFPs\Saudi Energy\SEC RFP - C001685439\downloaded-rfp\SEC RFP - C001685439.xls
Saudi Energy | SEC RFP - C001685439 | 901367493 | 4490 901367493 WRN:OE | 4490 901367493 WRN:OE | 1 | ALLRFPs\Saudi Energy\SEC RFP - C001685439\downloaded-rfp\SEC RFP - C001685439.xls
Saudi Energy | SEC RFP - C001685439 | 901367495 | 4500 901367495 WRN:OE | 4500 901367495 WRN:OE | 1 | ALLRFPs\Saudi Energy\SEC RFP - C001685439\downloaded-rfp\SEC RFP - C001685439.xls
Saudi Energy | SEC RFP - C001687717 | 901366484 | 10 901366484 MESH,METAL:INNER COARSE M... | 10 901366484 MESH,METAL:INNER COARSE MESH .093 | 2 | ALLRFPs\Saudi Energy\SEC RFP - C001687717\downloaded-rfp\SEC RFP - C001687717.xls
Saudi Energy | SEC RFP - C001687717 | 901324930 | 20 901324930 PLATE,BULK NOUN: | 20 901324930 PLATE,BULK NOUN: | 6 | ALLRFPs\Saudi Energy\SEC RFP - C001687717\downloaded-rfp\SEC RFP - C001687717.xls
Saudi Energy | SEC RFP - C001687717 | 901324931 | 30 901324931 STUD,TURB,DIA,LG,#U623P21... | 30 901324931 STUD,TURB,DIA,LG,#U623P210L0618 | 6 | ALLRFPs\Saudi Energy\SEC RFP - C001687717\downloaded-rfp\SEC RFP - C001687717.xls
Saudi Energy | SEC RFP - C001687717 | 901324932 | 40 901324932 COUPLING,SHAFT,BORE,OD,LG... | 40 901324932 COUPLING,SHAFT,BORE,OD,LG,#123T9462P0001 | 2 | ALLRFPs\Saudi Energy\SEC RFP - C001687717\downloaded-rfp\SEC RFP - C001687717.xls
Saudi Energy | SEC RFP - C001687717 | 901324934 | 50 901324934 SPACER,BULK NOUN: | 50 901324934 SPACER,BULK NOUN: | 2 | ALLRFPs\Saudi Energy\SEC RFP - C001687717\downloaded-rfp\SEC RFP - C001687717.xls
Saudi Energy | SEC RFP - C001687717 | 901324935 | 60 901324935 STUD,TURB,DIA,LG,#U623P20... | 60 901324935 STUD,TURB,DIA,LG,#U623P208L0525 | 6 | ALLRFPs\Saudi Energy\SEC RFP - C001687717\downloaded-rfp\SEC RFP - C001687717.xls
Saudi Energy | SEC RFP - C001687717 | 901366482 | 70 901366482 DIFFUSER,TURB,#1BSD007654... | 70 901366482 DIFFUSER,TURB,#1BSD007654P0001 | 2 | ALLRFPs\Saudi Energy\SEC RFP - C001687717\downloaded-rfp\SEC RFP - C001687717.xls
Saudi Energy | SEC RFP - C001687717 | 901366513 | 80 901366513 STEM,BULK NOUN: | 80 901366513 STEM,BULK NOUN: | 2 | ALLRFPs\Saudi Energy\SEC RFP - C001687717\downloaded-rfp\SEC RFP - C001687717.xls
Saudi Energy | SEC RFP - C001687717 | 901366466 | 90 901366466 HEAD,BULK NOUN:VALVE HEAD | 90 901366466 HEAD,BULK NOUN:VALVE HEAD | 2 | ALLRFPs\Saudi Energy\SEC RFP - C001687717\downloaded-rfp\SEC RFP - C001687717.xls
Saudi Energy | SEC RFP - C001687717 | 901366533 | 100 901366533 RING, | 100 901366533 RING, | 1 | ALLRFPs\Saudi Energy\SEC RFP - C001687717\downloaded-rfp\SEC RFP - C001687717.xls
Saudi Energy | SEC RFP - C001687717 | 901366516 | 110 901366516 BUSHING,ASME | 110 901366516 BUSHING,ASME | 2 | ALLRFPs\Saudi Energy\SEC RFP - C001687717\downloaded-rfp\SEC RFP - C001687717.xls
Saudi Energy | SEC RFP - C001687717 | 901366469 | 120 901366469 SEAL,BULK NOUN:SEAL | 120 901366469 SEAL,BULK NOUN:SEAL | 2 | ALLRFPs\Saudi Energy\SEC RFP - C001687717\downloaded-rfp\SEC RFP - C001687717.xls
Saudi Energy | SEC RFP - C001687717 | 901324937 | 130 901324937 STUD,TURB,DIA,LG,#1BSD000... | 130 901324937 STUD,TURB,DIA,LG,#1BSD000347P0001 | 12 | ALLRFPs\Saudi Energy\SEC RFP - C001687717\downloaded-rfp\SEC RFP - C001687717.xls
Saudi Energy | SEC RFP - C001687717 | 901366468 | 140 901366468 SEAL,BULK NOUN:SEAL ELEME... | 140 901366468 SEAL,BULK NOUN:SEAL ELEMENT COMPL. | 1 | ALLRFPs\Saudi Energy\SEC RFP - C001687717\downloaded-rfp\SEC RFP - C001687717.xls
Saudi Energy | SEC RFP - C001687717 | 901366545 | 150 901366545 NUT,CPLG,#1BSD016822P0001 | 150 901366545 NUT,CPLG,#1BSD016822P0001 | 1 | ALLRFPs\Saudi Energy\SEC RFP - C001687717\downloaded-rfp\SEC RFP - C001687717.xls
Saudi Energy | SEC RFP - C001687717 | 901366509 | 160 901366509 SEAT,ASME | 160 901366509 SEAT,ASME | 1 | ALLRFPs\Saudi Energy\SEC RFP - C001687717\downloaded-rfp\SEC RFP - C001687717.xls
Saudi Energy | SEC RFP - C001687717 | 901366535 | 170 901366535 STUD,TURB,#TGD218954P0210 | 170 901366535 STUD,TURB,#TGD218954P0210 | 24 | ALLRFPs\Saudi Energy\SEC RFP - C001687717\downloaded-rfp\SEC RFP - C001687717.xls
Saudi Energy | SEC RFP - C001687717 | 901366486 | 180 901366486 BOLT,MACH,#1BSD000076P000... | 180 901366486 BOLT,MACH,#1BSD000076P0002 | 16 | ALLRFPs\Saudi Energy\SEC RFP - C001687717\downloaded-rfp\SEC RFP - C001687717.xls
Saudi Energy | SEC RFP - C001687717 | 901324938 | 190 901324938 STUD,TURB,DIA,LG,#NB31233... | 190 901324938 STUD,TURB,DIA,LG,#NB312333P8118 | 16 | ALLRFPs\Saudi Energy\SEC RFP - C001687717\downloaded-rfp\SEC RFP - C001687717.xls
Saudi Energy | SEC RFP - C001687717 | 901324939 | 200 901324939 STUD,TURB,DIA,LG,#NB31233... | 200 901324939 STUD,TURB,DIA,LG,#NB312333P8117 | 8 | ALLRFPs\Saudi Energy\SEC RFP - C001687717\downloaded-rfp\SEC RFP - C001687717.xls
Saudi Energy | SEC RFP - C001687717 | 901324942 | 210 901324942 STUD,TURB,DIA,LG,#NB31243... | 210 901324942 STUD,TURB,DIA,LG,#NB312433P3334 | 16 | ALLRFPs\Saudi Energy\SEC RFP - C001687717\downloaded-rfp\SEC RFP - C001687717.xls
Saudi Energy | SEC RFP - C001687717 | 901324943 | 220 901324943 SLEEVE,BULK NOUN: | 220 901324943 SLEEVE,BULK NOUN: | 24 | ALLRFPs\Saudi Energy\SEC RFP - C001687717\downloaded-rfp\SEC RFP - C001687717.xls
Saudi Energy | SEC RFP - C001687717 | 901366489 | 230 901366489 COUPLING,SHAFT,#1BSD01689... | 230 901366489 COUPLING,SHAFT,#1BSD016898P0001 | 4 | ALLRFPs\Saudi Energy\SEC RFP - C001687717\downloaded-rfp\SEC RFP - C001687717.xls
Saudi Energy | SEC RFP - C001687717 | 901366538 | 240 901366538 RING, | 240 901366538 RING, | 2 | ALLRFPs\Saudi Energy\SEC RFP - C001687717\downloaded-rfp\SEC RFP - C001687717.xls
Saudi Energy | SEC RFP - C001687717 | 901324944 | 250 901324944 PIN,BULK NOUN: | 250 901324944 PIN,BULK NOUN: | 4 | ALLRFPs\Saudi Energy\SEC RFP - C001687717\downloaded-rfp\SEC RFP - C001687717.xls
Saudi Energy | SEC RFP - C001687717 | 901366536 | 260 901366536 RING, | 260 901366536 RING, | 2 | ALLRFPs\Saudi Energy\SEC RFP - C001687717\downloaded-rfp\SEC RFP - C001687717.xls
Saudi Energy | SEC RFP - C001687717 | 901366539 | 270 901366539 RING,BULK NOUN:LOCK | 270 901366539 RING,BULK NOUN:LOCK | 2 | ALLRFPs\Saudi Energy\SEC RFP - C001687717\downloaded-rfp\SEC RFP - C001687717.xls
Saudi Energy | SEC RFP - C001687717 | 901366479 | 280 901366479 SPINDLE,BULK NOUN: | 280 901366479 SPINDLE,BULK NOUN: | 2 | ALLRFPs\Saudi Energy\SEC RFP - C001687717\downloaded-rfp\SEC RFP - C001687717.xls
Saudi Energy | SEC RFP - C001687717 | 901366481 | 290 901366481 DIFFUSER,TURB,#1BSD013058... | 290 901366481 DIFFUSER,TURB,#1BSD013058P0001 | 2 | ALLRFPs\Saudi Energy\SEC RFP - C001687717\downloaded-rfp\SEC RFP - C001687717.xls
Saudi Energy | SEC RFP - C001687717 | 901366480 | 300 901366480 BODY,BULK NOUN: | 300 901366480 BODY,BULK NOUN: | 2 | ALLRFPs\Saudi Energy\SEC RFP - C001687717\downloaded-rfp\SEC RFP - C001687717.xls
Saudi Energy | SEC RFP - C001687717 | 901366537 | 310 901366537 RING, | 310 901366537 RING, | 1 | ALLRFPs\Saudi Energy\SEC RFP - C001687717\downloaded-rfp\SEC RFP - C001687717.xls
Saudi Energy | SEC RFP - C001687717 | 901366495 | 320 901366495 RING, | 320 901366495 RING, | 1 | ALLRFPs\Saudi Energy\SEC RFP - C001687717\downloaded-rfp\SEC RFP - C001687717.xls
Saudi Energy | SEC RFP - C001687717 | 901366467 | 330 901366467 SEAL,BULK NOUN:SEAL | 330 901366467 SEAL,BULK NOUN:SEAL | 1 | ALLRFPs\Saudi Energy\SEC RFP - C001687717\downloaded-rfp\SEC RFP - C001687717.xls
Saudi Energy | SEC RFP - C001687717 | 901366598 | 340 901366598 BFL:FL,MATL:STL,,PROC FL:... | 340 901366598 BFL:FL,MATL:STL,,PROC FL:LIQUID,SZ:,STAN | 1 | ALLRFPs\Saudi Energy\SEC RFP - C001687717\downloaded-rfp\SEC RFP - C001687717.xls
Saudi Energy | SEC RFP - C001687717 | 901366518 | 350 901366518 RING, | 350 901366518 RING, | 1 | ALLRFPs\Saudi Energy\SEC RFP - C001687717\downloaded-rfp\SEC RFP - C001687717.xls
Saudi Energy | SEC RFP - C001687717 | 901366471 | 360 901366471 SEAL,BULK NOUN:SEAL ELEME... | 360 901366471 SEAL,BULK NOUN:SEAL ELEMENT COMPL. | 1 | ALLRFPs\Saudi Energy\SEC RFP - C001687717\downloaded-rfp\SEC RFP - C001687717.xls
Saudi Energy | SEC RFP - C001687717 | 901366522 | 370 901366522 BUSHING,ASME | 370 901366522 BUSHING,ASME | 1 | ALLRFPs\Saudi Energy\SEC RFP - C001687717\downloaded-rfp\SEC RFP - C001687717.xls
Saudi Energy | SEC RFP - C001687717 | 901366525 | 380 901366525 BUSHING,ASME | 380 901366525 BUSHING,ASME | 1 | ALLRFPs\Saudi Energy\SEC RFP - C001687717\downloaded-rfp\SEC RFP - C001687717.xls
Saudi Energy | SEC RFP - C001687717 | 901366526 | 390 901366526 BUSHING,ASME | 390 901366526 BUSHING,ASME | 1 | ALLRFPs\Saudi Energy\SEC RFP - C001687717\downloaded-rfp\SEC RFP - C001687717.xls
Saudi Energy | SEC RFP - C001687717 | 901366493 | 400 901366493 NUT,CPLG,#1BSD016823P0001 | 400 901366493 NUT,CPLG,#1BSD016823P0001 | 1 | ALLRFPs\Saudi Energy\SEC RFP - C001687717\downloaded-rfp\SEC RFP - C001687717.xls
Saudi Energy | SEC RFP - C001687717 | 901324947 | 410 901324947 GASKET,SPRLWND,PS,SZ,#107... | 410 901324947 GASKET,SPRLWND,PS,SZ,#107T0038P0001 | 1 | ALLRFPs\Saudi Energy\SEC RFP - C001687717\downloaded-rfp\SEC RFP - C001687717.xls
Saudi Energy | SEC RFP - C001687717 | 901366599 | 420 901366599 CNTRL:BULK NOUN,PARENT EQ... | 420 901366599 CNTRL:BULK NOUN,PARENT EQUIPMENT/FUNCTIO | 1 | ALLRFPs\Saudi Energy\SEC RFP - C001687717\downloaded-rfp\SEC RFP - C001687717.xls
Saudi Energy | SEC RFP - C001687717 | 901324887 | 430 901324887 GASKET,SPRLWND,PS,SZ,#N56... | 430 901324887 GASKET,SPRLWND,PS,SZ,#N5605P04003G2 | 4 | ALLRFPs\Saudi Energy\SEC RFP - C001687717\downloaded-rfp\SEC RFP - C001687717.xls
Saudi Energy | SEC RFP - C001687717 | 901324888 | 440 901324888 GASKET,SPRLWND,PS,SZ,#N56... | 440 901324888 GASKET,SPRLWND,PS,SZ,#N5606P01515C22 | 4 | ALLRFPs\Saudi Energy\SEC RFP - C001687717\downloaded-rfp\SEC RFP - C001687717.xls
Saudi Energy | SEC RFP - C001687717 | 901366532 | 450 901366532 HOSE,NON-METALLIC:HOSE AM... | 450 901366532 HOSE,NON-METALLIC:HOSE AMP; HOSE ASSEMBL | 1 | ALLRFPs\Saudi Energy\SEC RFP - C001687717\downloaded-rfp\SEC RFP - C001687717.xls
Saudi Energy | SEC RFP - C001687717 | 901325049 | 460 901325049 GASKET,SPRLWND,PS,SZ,#267... | 460 901325049 GASKET,SPRLWND,PS,SZ,#267B4534P0001 | 1 | ALLRFPs\Saudi Energy\SEC RFP - C001687717\downloaded-rfp\SEC RFP - C001687717.xls
Saudi Energy | SEC RFP - C001687717 | 901366470 | 470 901366470 BEARING ASSEMBLY,ASME | 470 901366470 BEARING ASSEMBLY,ASME | 1 | ALLRFPs\Saudi Energy\SEC RFP - C001687717\downloaded-rfp\SEC RFP - C001687717.xls
Saudi Energy | SEC RFP - C001687717 | 901366571 | 480 901366571 CONTROL,IEC | 480 901366571 CONTROL,IEC | 1 | ALLRFPs\Saudi Energy\SEC RFP - C001687717\downloaded-rfp\SEC RFP - C001687717.xls
Saudi Energy | SEC RFP - C001687717 | 901324949 | 490 901324949 SHIM,CLEARANCE ADJUSTING: | 490 901324949 SHIM,CLEARANCE ADJUSTING: | 2 | ALLRFPs\Saudi Energy\SEC RFP - C001687717\downloaded-rfp\SEC RFP - C001687717.xls
Saudi Energy | SEC RFP - C001687717 | 901324950 | 500 901324950 SHIM,CLEARANCE ADJUSTING: | 500 901324950 SHIM,CLEARANCE ADJUSTING: | 2 | ALLRFPs\Saudi Energy\SEC RFP - C001687717\downloaded-rfp\SEC RFP - C001687717.xls
Saudi Energy | SEC RFP - C001687717 | 901324951 | 510 901324951 SHIM,CLEARANCE ADJUSTING: | 510 901324951 SHIM,CLEARANCE ADJUSTING: | 1 | ALLRFPs\Saudi Energy\SEC RFP - C001687717\downloaded-rfp\SEC RFP - C001687717.xls
Saudi Energy | SEC RFP - C001687717 | 901324952 | 520 901324952 SHIM,CLEARANCE ADJUSTING: | 520 901324952 SHIM,CLEARANCE ADJUSTING: | 1 | ALLRFPs\Saudi Energy\SEC RFP - C001687717\downloaded-rfp\SEC RFP - C001687717.xls
Saudi Energy | SEC RFP - C001687717 | 901366530 | 530 901366530 HOSE,NON-METALLIC:HOSE AN... | 530 901366530 HOSE,NON-METALLIC:HOSE AND HOSE ASSY | 1 | ALLRFPs\Saudi Energy\SEC RFP - C001687717\downloaded-rfp\SEC RFP - C001687717.xls
Saudi Energy | SEC RFP - C001687717 | 901366529 | 540 901366529 HOSE,NON-METALLIC:HOSE AN... | 540 901366529 HOSE,NON-METALLIC:HOSE AND HOSE ASSY | 1 | ALLRFPs\Saudi Energy\SEC RFP - C001687717\downloaded-rfp\SEC RFP - C001687717.xls
Saudi Energy | SEC RFP - C001687717 | 901366029 | 550 901366029 ASSEMBLY,BULK NOUN:ELBOW,... | 550 901366029 ASSEMBLY,BULK NOUN:ELBOW, NOZZLE, PIPE A | 3 | ALLRFPs\Saudi Energy\SEC RFP - C001687717\downloaded-rfp\SEC RFP - C001687717.xls
Saudi Energy | SEC RFP - C001687717 | 901366030 | 560 901366030 ASSEMBLY,BULK NOUN:ELBOW,... | 560 901366030 ASSEMBLY,BULK NOUN:ELBOW, NOZZLE, PIPE A | 3 | ALLRFPs\Saudi Energy\SEC RFP - C001687717\downloaded-rfp\SEC RFP - C001687717.xls
Saudi Energy | SEC RFP - C001687717 | 901367402 | 570 901367402 BOLT SET:SHLDR | 570 901367402 BOLT SET:SHLDR | 1 | ALLRFPs\Saudi Energy\SEC RFP - C001687717\downloaded-rfp\SEC RFP - C001687717.xls
Saudi Energy | SEC RFP - C001687717 | 901367403 | 580 901367403 BOLT SET:SHLDR | 580 901367403 BOLT SET:SHLDR | 1 | ALLRFPs\Saudi Energy\SEC RFP - C001687717\downloaded-rfp\SEC RFP - C001687717.xls
Saudi Energy | SEC RFP - C001687717 | 901324841 | 590 901324841 COUPLING,SHAFT,BORE,OD,LG... | 590 901324841 COUPLING,SHAFT,BORE,OD,LG,#120T8575G0001 | 1 | ALLRFPs\Saudi Energy\SEC RFP - C001687717\downloaded-rfp\SEC RFP - C001687717.xls
Saudi Energy | SEC RFP - C001687717 | 901367615 | 600 901367615 SCR:CAP | 600 901367615 SCR:CAP | 4 | ALLRFPs\Saudi Energy\SEC RFP - C001687717\downloaded-rfp\SEC RFP - C001687717.xls
Saudi Energy | SEC RFP - C001687717 | 901367610 | 610 901367610 SCR:CAP | 610 901367610 SCR:CAP | 4 | ALLRFPs\Saudi Energy\SEC RFP - C001687717\downloaded-rfp\SEC RFP - C001687717.xls
Saudi Energy | SEC RFP - C001687717 | 901367614 | 620 901367614 SCR:CAP | 620 901367614 SCR:CAP | 4 | ALLRFPs\Saudi Energy\SEC RFP - C001687717\downloaded-rfp\SEC RFP - C001687717.xls
Saudi Energy | SEC RFP - C001687717 | 901367500 | 630 901367500 SCR:CAP | 630 901367500 SCR:CAP | 4 | ALLRFPs\Saudi Energy\SEC RFP - C001687717\downloaded-rfp\SEC RFP - C001687717.xls
Saudi Energy | SEC RFP - C001687717 | 901367363 | 640 901367363 STRIP:BULK NOUN | 640 901367363 STRIP:BULK NOUN | 2 | ALLRFPs\Saudi Energy\SEC RFP - C001687717\downloaded-rfp\SEC RFP - C001687717.xls
Saudi Energy | SEC RFP - C001687717 | 901367415 | 650 901367415 STUD:ALL-THREAD | 650 901367415 STUD:ALL-THREAD | 1 | ALLRFPs\Saudi Energy\SEC RFP - C001687717\downloaded-rfp\SEC RFP - C001687717.xls
Saudi Energy | SEC RFP - C001687717 | 901367481 | 660 901367481 GUARD:BULK NOUN | 660 901367481 GUARD:BULK NOUN | 1 | ALLRFPs\Saudi Energy\SEC RFP - C001687717\downloaded-rfp\SEC RFP - C001687717.xls
Saudi Energy | SEC RFP - C001687717 | 901367599 | 670 901367599 KEY:LK | 670 901367599 KEY:LK | 2 | ALLRFPs\Saudi Energy\SEC RFP - C001687717\downloaded-rfp\SEC RFP - C001687717.xls
Saudi Energy | SEC RFP - C001687717 | 901367600 | 680 901367600 KEY:LK | 680 901367600 KEY:LK | 3 | ALLRFPs\Saudi Energy\SEC RFP - C001687717\downloaded-rfp\SEC RFP - C001687717.xls
Saudi Energy | SEC RFP - C001687717 | 901367574 | 690 901367574 KEY:LK | 690 901367574 KEY:LK | 4 | ALLRFPs\Saudi Energy\SEC RFP - C001687717\downloaded-rfp\SEC RFP - C001687717.xls
Saudi Energy | SEC RFP - C001687717 | 901367575 | 700 901367575 KEY:LK | 700 901367575 KEY:LK | 2 | ALLRFPs\Saudi Energy\SEC RFP - C001687717\downloaded-rfp\SEC RFP - C001687717.xls
Saudi Energy | SEC RFP - C001687717 | 901367576 | 710 901367576 KEY:LK | 710 901367576 KEY:LK | 2 | ALLRFPs\Saudi Energy\SEC RFP - C001687717\downloaded-rfp\SEC RFP - C001687717.xls
Saudi Energy | SEC RFP - C001687717 | 901367601 | 720 901367601 KEY:LK | 720 901367601 KEY:LK | 2 | ALLRFPs\Saudi Energy\SEC RFP - C001687717\downloaded-rfp\SEC RFP - C001687717.xls
Saudi Energy | SEC RFP - C001687717 | 901367577 | 730 901367577 KEY:LK | 730 901367577 KEY:LK | 2 | ALLRFPs\Saudi Energy\SEC RFP - C001687717\downloaded-rfp\SEC RFP - C001687717.xls
Saudi Energy | SEC RFP - C001687717 | 901367578 | 740 901367578 KEY:LK | 740 901367578 KEY:LK | 2 | ALLRFPs\Saudi Energy\SEC RFP - C001687717\downloaded-rfp\SEC RFP - C001687717.xls
Saudi Energy | SEC RFP - C001687717 | 901367605 | 750 901367605 KEY:LK | 750 901367605 KEY:LK | 4 | ALLRFPs\Saudi Energy\SEC RFP - C001687717\downloaded-rfp\SEC RFP - C001687717.xls
Saudi Energy | SEC RFP - C001687717 | 901367640 | 760 901367640 SCR:CAP | 760 901367640 SCR:CAP | 6 | ALLRFPs\Saudi Energy\SEC RFP - C001687717\downloaded-rfp\SEC RFP - C001687717.xls
Saudi Energy | SEC RFP - C001687717 | 901367597 | 770 901367597 BSHNG:BULK NOUN | 770 901367597 BSHNG:BULK NOUN | 6 | ALLRFPs\Saudi Energy\SEC RFP - C001687717\downloaded-rfp\SEC RFP - C001687717.xls
Saudi Energy | SEC RFP - C001687717 | 901367598 | 780 901367598 KEY:LK | 780 901367598 KEY:LK | 2 | ALLRFPs\Saudi Energy\SEC RFP - C001687717\downloaded-rfp\SEC RFP - C001687717.xls
Saudi Energy | SEC RFP - C001687717 | 901367606 | 790 901367606 KEY:LK | 790 901367606 KEY:LK | 2 | ALLRFPs\Saudi Energy\SEC RFP - C001687717\downloaded-rfp\SEC RFP - C001687717.xls
Saudi Energy | SEC RFP - C001687717 | 901367602 | 800 901367602 WEDGE:BULK NOUN | 800 901367602 WEDGE:BULK NOUN | 8 | ALLRFPs\Saudi Energy\SEC RFP - C001687717\downloaded-rfp\SEC RFP - C001687717.xls
Saudi Energy | SEC RFP - C001687717 | 901367364 | 810 901367364 STRIP:BULK NOUN | 810 901367364 STRIP:BULK NOUN | 6 | ALLRFPs\Saudi Energy\SEC RFP - C001687717\downloaded-rfp\SEC RFP - C001687717.xls
Saudi Energy | SEC RFP - C001687717 | 901367416 | 820 901367416 BLT:MACH | 820 901367416 BLT:MACH | 2 | ALLRFPs\Saudi Energy\SEC RFP - C001687717\downloaded-rfp\SEC RFP - C001687717.xls
Saudi Energy | SEC RFP - C001687717 | 901367470 | 830 901367470 PLUG:BULK NOUN | 830 901367470 PLUG:BULK NOUN | 15 | ALLRFPs\Saudi Energy\SEC RFP - C001687717\downloaded-rfp\SEC RFP - C001687717.xls
Saudi Energy | SEC RFP - C001687717 | 901324926 | 840 901324926 GASKET,FLG,NSPRL,PS,ID,OD... | 840 901324926 GASKET,FLG,NSPRL,PS,ID,OD,#215D3715P0001 | 4 | ALLRFPs\Saudi Energy\SEC RFP - C001687717\downloaded-rfp\SEC RFP - C001687717.xls
Saudi Energy | SEC RFP - C001687717 | 901114624 | 850 901114624 SEAL,SSTL | 850 901114624 SEAL,SSTL | 16 | ALLRFPs\Saudi Energy\SEC RFP - C001687717\downloaded-rfp\SEC RFP - C001687717.xls
Saudi Energy | SEC RFP - C001687717 | 901324927 | 860 901324927 GASKET,SPRLWND,PS,SZ,#118... | 860 901324927 GASKET,SPRLWND,PS,SZ,#118C3185P0001 | 8 | ALLRFPs\Saudi Energy\SEC RFP - C001687717\downloaded-rfp\SEC RFP - C001687717.xls
Saudi Energy | SEC RFP - C001687717 | 901324928 | 870 901324928 GASKET,FLG,NSPRL,PS,ID,OD... | 870 901324928 GASKET,FLG,NSPRL,PS,ID,OD,#252C3468P0001 | 4 | ALLRFPs\Saudi Energy\SEC RFP - C001687717\downloaded-rfp\SEC RFP - C001687717.xls
Saudi Energy | SEC RFP - C001687717 | 901367533 | 880 901367533 CSG:BULK NOUN | 880 901367533 CSG:BULK NOUN | 2 | ALLRFPs\Saudi Energy\SEC RFP - C001687717\downloaded-rfp\SEC RFP - C001687717.xls
Saudi Energy | SEC RFP - C001687717 | 901365728 | 890 901365728 DEFLECTOR,FLUID:OIL DEFL ... | 890 901365728 DEFLECTOR,FLUID:OIL DEFL MID MACH | 2 | ALLRFPs\Saudi Energy\SEC RFP - C001687717\downloaded-rfp\SEC RFP - C001687717.xls
Saudi Energy | SEC RFP - C001687717 | 901365491 | 900 901365491 SEAL,BULK NOUN:SEAL RING ... | 900 901365491 SEAL,BULK NOUN:SEAL RING GAS SIDE | 2 | ALLRFPs\Saudi Energy\SEC RFP - C001687717\downloaded-rfp\SEC RFP - C001687717.xls
Saudi Energy | SEC RFP - C001687717 | 901365493 | 910 901365493 SEAL,BULK NOUN:SEAL RING ... | 910 901365493 SEAL,BULK NOUN:SEAL RING AIR SIDE | 2 | ALLRFPs\Saudi Energy\SEC RFP - C001687717\downloaded-rfp\SEC RFP - C001687717.xls
Saudi Energy | SEC RFP - C001687717 | 901367547 | 920 901367547 DEFLECTOR:FL | 920 901367547 DEFLECTOR:FL | 2 | ALLRFPs\Saudi Energy\SEC RFP - C001687717\downloaded-rfp\SEC RFP - C001687717.xls
Saudi Energy | SEC RFP - C001687717 | 901367650 | 930 901367650 PIN:BULK NOUN | 930 901367650 PIN:BULK NOUN | 3 | ALLRFPs\Saudi Energy\SEC RFP - C001687717\downloaded-rfp\SEC RFP - C001687717.xls
Saudi Energy | SEC RFP - C001687717 | 901365682 | 940 901365682 GASKET,BULK NOUN:GASKOSEA... | 940 901365682 GASKET,BULK NOUN:GASKOSEAL GASKET | 8 | ALLRFPs\Saudi Energy\SEC RFP - C001687717\downloaded-rfp\SEC RFP - C001687717.xls
Saudi Energy | SEC RFP - C001687717 | 909109115 | 950 909109115 BEARING ASSEMBLY,BULK NOU... | 950 909109115 BEARING ASSEMBLY,BULK NOUN:STEAM TURBINE | 1 | ALLRFPs\Saudi Energy\SEC RFP - C001687717\downloaded-rfp\SEC RFP - C001687717.xls
Saudi Energy | SEC RFP - C001687717 | 909109116 | 960 909109116 BEARING ASSEMBLY,BULK NOU... | 960 909109116 BEARING ASSEMBLY,BULK NOUN:STEAM TURBINE | 1 | ALLRFPs\Saudi Energy\SEC RFP - C001687717\downloaded-rfp\SEC RFP - C001687717.xls
Saudi Energy | SEC RFP - C001687717 | 909109117 | 970 909109117 BEARING ASSEMBLY,STEAM TU... | 970 909109117 BEARING ASSEMBLY,STEAM TURBINE BEARING,T | 1 | ALLRFPs\Saudi Energy\SEC RFP - C001687717\downloaded-rfp\SEC RFP - C001687717.xls
Saudi Energy | SEC RFP - C001687717 | 909109118 | 980 909109118 BEARING ASSEMBLY,BULK NOU... | 980 909109118 BEARING ASSEMBLY,BULK NOUN:STEAM TURBINE | 2 | ALLRFPs\Saudi Energy\SEC RFP - C001687717\downloaded-rfp\SEC RFP - C001687717.xls
Saudi Energy | SEC RFP - C001687717 | 909109114 | 990 909109114 BEARING ASSEMBLY,BULK NOU... | 990 909109114 BEARING ASSEMBLY,BULK NOUN:STEAM TURBINE | 1 | ALLRFPs\Saudi Energy\SEC RFP - C001687717\downloaded-rfp\SEC RFP - C001687717.xls
Saudi Energy | SEC RFP - C001687717 | 909109144 | 1000 909109144 BEARING ASSEMBLY,BULK NOU... | 1000 909109144 BEARING ASSEMBLY,BULK NOUN:STEAM TURBINE | 1 | ALLRFPs\Saudi Energy\SEC RFP - C001687717\downloaded-rfp\SEC RFP - C001687717.xls
Saudi Energy | SEC RFP - C001687717 | 901367418 | 1010 901367418 BRG:PLN | 1010 901367418 BRG:PLN | 1 | ALLRFPs\Saudi Energy\SEC RFP - C001687717\downloaded-rfp\SEC RFP - C001687717.xls
Saudi Energy | SEC RFP - C001687717 | 901366519 | 1020 901366519 DEFLECTOR,FLUID:OIL DEFLE... | 1020 901366519 DEFLECTOR,FLUID:OIL DEFLECTOR T1 GE | 1 | ALLRFPs\Saudi Energy\SEC RFP - C001687717\downloaded-rfp\SEC RFP - C001687717.xls
Saudi Energy | SEC RFP - C001687717 | 901366523 | 1030 901366523 DEFLECTOR,FLUID:OIL DEFLE... | 1030 901366523 DEFLECTOR,FLUID:OIL DEFLECTOR T2 TE | 1 | ALLRFPs\Saudi Energy\SEC RFP - C001687717\downloaded-rfp\SEC RFP - C001687717.xls
Saudi Energy | SEC RFP - C001687717 | 901366517 | 1040 901366517 DEFLECTOR,FLUID:OIL DEFLE... | 1040 901366517 DEFLECTOR,FLUID:OIL DEFLECTOR T3 GE | 2 | ALLRFPs\Saudi Energy\SEC RFP - C001687717\downloaded-rfp\SEC RFP - C001687717.xls
Saudi Energy | SEC RFP - C001687717 | 901366520 | 1050 901366520 DEFLECTOR,FLUID:OIL DEFLE... | 1050 901366520 DEFLECTOR,FLUID:OIL DEFLECTOR T6 GE | 1 | ALLRFPs\Saudi Energy\SEC RFP - C001687717\downloaded-rfp\SEC RFP - C001687717.xls
Saudi Energy | SEC RFP - C001687717 | 901366524 | 1060 901366524 DEFLECTOR,FLUID:OIL DEFLE... | 1060 901366524 DEFLECTOR,FLUID:OIL DEFLECTOR T6 TE | 1 | ALLRFPs\Saudi Energy\SEC RFP - C001687717\downloaded-rfp\SEC RFP - C001687717.xls
Saudi Energy | SEC RFP - C001687717 | 901365729 | 1070 901365729 DEFLECTOR,FLUID:OIL DEFL ... | 1070 901365729 DEFLECTOR,FLUID:OIL DEFL OUTER | 2 | ALLRFPs\Saudi Energy\SEC RFP - C001687717\downloaded-rfp\SEC RFP - C001687717.xls
Saudi Energy | SEC RFP - C001687717 | 901367419 | 1080 901367419 PD:BULK NOUN | 1080 901367419 PD:BULK NOUN | 1 | ALLRFPs\Saudi Energy\SEC RFP - C001687717\downloaded-rfp\SEC RFP - C001687717.xls
Saudi Energy | SEC RFP - C001687717 | 901367422 | 1090 901367422 PD:BULK NOUN | 1090 901367422 PD:BULK NOUN | 1 | ALLRFPs\Saudi Energy\SEC RFP - C001687717\downloaded-rfp\SEC RFP - C001687717.xls
Saudi Energy | SEC RFP - C001687717 | 901367482 | 1100 901367482 GLD:CBL,RTD/TC GLAND ASSE... | 1100 901367482 GLD:CBL,RTD/TC GLAND ASSEMBLY STANDARD/S | 6 | ALLRFPs\Saudi Energy\SEC RFP - C001687717\downloaded-rfp\SEC RFP - C001687717.xls
Saudi Energy | SEC RFP - C001687717 | 901367423 | 1110 901367423 BLADE SET:FAN | 1110 901367423 BLADE SET:FAN | 1 | ALLRFPs\Saudi Energy\SEC RFP - C001687717\downloaded-rfp\SEC RFP - C001687717.xls
Saudi Energy | SEC RFP - C001687717 | 901367401 | 1120 901367401 BLADE SET:FAN | 1120 901367401 BLADE SET:FAN | 1 | ALLRFPs\Saudi Energy\SEC RFP - C001687717\downloaded-rfp\SEC RFP - C001687717.xls
Saudi Energy | SEC RFP - C001687717 | 901366607 | 1130 901366607 BLADE SET,FAN:WOODEN,ALUM... | 1130 901366607 BLADE SET,FAN:WOODEN,ALUMINUM,31,94.06 M | 2 | ALLRFPs\Saudi Energy\SEC RFP - C001687717\downloaded-rfp\SEC RFP - C001687717.xls
Saudi Energy | SEC RFP - C001687717 | 900380793 | 1140 900380793 ACTUATOR,HYD,248 BAR,#CXE... | 1140 900380793 ACTUATOR,HYD,248 BAR,#CXE1MF319090208F20 | 1 | ALLRFPs\Saudi Energy\SEC RFP - C001687717\downloaded-rfp\SEC RFP - C001687717.xls
Saudi Energy | SEC RFP - C001687717 | 900380838 | 1150 900380838 KIT,BULK NOUN:(FILTERS) (... | 1150 900380838 KIT,BULK NOUN:(FILTERS) (BOLTS) (SEALS) | 1 | ALLRFPs\Saudi Energy\SEC RFP - C001687717\downloaded-rfp\SEC RFP - C001687717.xls
Saudi Energy | SEC RFP - C001687717 | 900380792 | 1160 900380792 ACTUATOR,HYD,248 BAR,#CGE... | 1160 900380792 ACTUATOR,HYD,248 BAR,#CGE1MF316060155F20 | 1 | ALLRFPs\Saudi Energy\SEC RFP - C001687717\downloaded-rfp\SEC RFP - C001687717.xls
Saudi Energy | SEC RFP - C001687717 | 900380839 | 1170 900380839 KIT,BULK NOUN:(FILTERS) (... | 1170 900380839 KIT,BULK NOUN:(FILTERS) (BOLTS) (SEALS) | 1 | ALLRFPs\Saudi Energy\SEC RFP - C001687717\downloaded-rfp\SEC RFP - C001687717.xls
Saudi Energy | SEC RFP - C001687717 | 900380794 | 1180 900380794 ACTUATOR,HYD,248 BAR,#CGE... | 1180 900380794 ACTUATOR,HYD,248 BAR,#CGE1MF32009084F20G | 1 | ALLRFPs\Saudi Energy\SEC RFP - C001687717\downloaded-rfp\SEC RFP - C001687717.xls
Saudi Energy | SEC RFP - C001687717 | 900380835 | 1190 900380835 KIT,BULK NOUN:(FILTERS) (... | 1190 900380835 KIT,BULK NOUN:(FILTERS) (BOLTS) (SEALS) | 1 | ALLRFPs\Saudi Energy\SEC RFP - C001687717\downloaded-rfp\SEC RFP - C001687717.xls
Saudi Energy | SEC RFP - C001687717 | 900380791 | 1200 900380791 ACTUATOR,HYD,248 BAR,#CGE... | 1200 900380791 ACTUATOR,HYD,248 BAR,#CGE1MF32009069F20G | 1 | ALLRFPs\Saudi Energy\SEC RFP - C001687717\downloaded-rfp\SEC RFP - C001687717.xls
Saudi Energy | SEC RFP - C001687717 | 900380837 | 1210 900380837 KIT,BULK NOUN:(FILTERS) (... | 1210 900380837 KIT,BULK NOUN:(FILTERS) (BOLTS) (SEALS) | 1 | ALLRFPs\Saudi Energy\SEC RFP - C001687717\downloaded-rfp\SEC RFP - C001687717.xls
Saudi Energy | SEC RFP - C001687717 | 901324845 | 1220 901324845 VALVE,BTRFL,#120T7684P000... | 1220 901324845 VALVE,BTRFL,#120T7684P0001 | 1 | ALLRFPs\Saudi Energy\SEC RFP - C001687717\downloaded-rfp\SEC RFP - C001687717.xls
Saudi Energy | SEC RFP - C001687717 | 901324846 | 1230 901324846 VALVE,BTRFL,#120T7689P000... | 1230 901324846 VALVE,BTRFL,#120T7689P0001 | 1 | ALLRFPs\Saudi Energy\SEC RFP - C001687717\downloaded-rfp\SEC RFP - C001687717.xls
Saudi Energy | SEC RFP - C001687717 | 901324847 | 1240 901324847 FILTER,AIR,HSG,#D52309 | 1240 901324847 FILTER,AIR,HSG,#D52309 | 2 | ALLRFPs\Saudi Energy\SEC RFP - C001687717\downloaded-rfp\SEC RFP - C001687717.xls
Saudi Energy | SEC RFP - C001687717 | 901324848 | 1250 901324848 TRAP,AIR/GAS: | 1250 901324848 TRAP,AIR/GAS: | 1 | ALLRFPs\Saudi Energy\SEC RFP - C001687717\downloaded-rfp\SEC RFP - C001687717.xls
Saudi Energy | SEC RFP - C001687717 | 901324850 | 1260 901324850 HEATER,SPACE,#D53251 | 1260 901324850 HEATER,SPACE,#D53251 | 1 | ALLRFPs\Saudi Energy\SEC RFP - C001687717\downloaded-rfp\SEC RFP - C001687717.xls
Saudi Energy | SEC RFP - C001687717 | 901324851 | 1270 901324851 VALVE,DIAPH,BODY,CONN,#D5... | 1270 901324851 VALVE,DIAPH,BODY,CONN,#D57025 | 1 | ALLRFPs\Saudi Energy\SEC RFP - C001687717\downloaded-rfp\SEC RFP - C001687717.xls
Saudi Energy | SEC RFP - C001687717 | 901324852 | 1280 901324852 VALVE,DIAPH,BODY,CONN,#D5... | 1280 901324852 VALVE,DIAPH,BODY,CONN,#D57026 | 1 | ALLRFPs\Saudi Energy\SEC RFP - C001687717\downloaded-rfp\SEC RFP - C001687717.xls
Saudi Energy | SEC RFP - C001687717 | 901324853 | 1290 901324853 VALVE,SPECIAL PURPOSE: | 1290 901324853 VALVE,SPECIAL PURPOSE: | 1 | ALLRFPs\Saudi Energy\SEC RFP - C001687717\downloaded-rfp\SEC RFP - C001687717.xls
Saudi Energy | SEC RFP - C001687717 | 901324854 | 1300 901324854 KIT,BULK NOUN: | 1300 901324854 KIT,BULK NOUN: | 1 | ALLRFPs\Saudi Energy\SEC RFP - C001687717\downloaded-rfp\SEC RFP - C001687717.xls
Saudi Energy | SEC RFP - C001687717 | 901324856 | 1310 901324856 GASKET,SPRLWND,PS,SZ,#D52... | 1310 901324856 GASKET,SPRLWND,PS,SZ,#D52565 | 4 | ALLRFPs\Saudi Energy\SEC RFP - C001687717\downloaded-rfp\SEC RFP - C001687717.xls
Saudi Energy | SEC RFP - C001687717 | 901324857 | 1320 901324857 FILTER,WATER,HSG,#303A202... | 1320 901324857 FILTER,WATER,HSG,#303A2026P0005 | 2 | ALLRFPs\Saudi Energy\SEC RFP - C001687717\downloaded-rfp\SEC RFP - C001687717.xls
Saudi Energy | SEC RFP - C001687717 | 901324858 | 1330 901324858 FILTER,WATER,HSG,#303A202... | 1330 901324858 FILTER,WATER,HSG,#303A2026P0006 | 2 | ALLRFPs\Saudi Energy\SEC RFP - C001687717\downloaded-rfp\SEC RFP - C001687717.xls
Saudi Energy | SEC RFP - C001687717 | 901324859 | 1340 901324859 STUD,TURB,DIA,LG,#U605P32... | 1340 901324859 STUD,TURB,DIA,LG,#U605P324L4738 | 1 | ALLRFPs\Saudi Energy\SEC RFP - C001687717\downloaded-rfp\SEC RFP - C001687717.xls
Saudi Energy | SEC RFP - C001687717 | 901324860 | 1350 901324860 STUD,TURB,DIA,LG,#U605P22... | 1350 901324860 STUD,TURB,DIA,LG,#U605P222L4512 | 6 | ALLRFPs\Saudi Energy\SEC RFP - C001687717\downloaded-rfp\SEC RFP - C001687717.xls
Saudi Energy | SEC RFP - C001687717 | 901324861 | 1360 901324861 STUD,TURB,DIA,LG,#U606P32... | 1360 901324861 STUD,TURB,DIA,LG,#U606P322L2912 | 3 | ALLRFPs\Saudi Energy\SEC RFP - C001687717\downloaded-rfp\SEC RFP - C001687717.xls
Saudi Energy | SEC RFP - C001687717 | 901324862 | 1370 901324862 STUD,TURB,DIA,LG,#U606P32... | 1370 901324862 STUD,TURB,DIA,LG,#U606P325L3438 | 1 | ALLRFPs\Saudi Energy\SEC RFP - C001687717\downloaded-rfp\SEC RFP - C001687717.xls
Saudi Energy | SEC RFP - C001687717 | 901324863 | 1380 901324863 STUD,TURB,DIA,LG,#U7002D2... | 1380 901324863 STUD,TURB,DIA,LG,#U7002D26L3562 | 1 | ALLRFPs\Saudi Energy\SEC RFP - C001687717\downloaded-rfp\SEC RFP - C001687717.xls
Saudi Energy | SEC RFP - C001687717 | 901324864 | 1390 901324864 STUD,TURB,DIA,LG,#U7001C2... | 1390 901324864 STUD,TURB,DIA,LG,#U7001C26L4975 | 1 | ALLRFPs\Saudi Energy\SEC RFP - C001687717\downloaded-rfp\SEC RFP - C001687717.xls
Saudi Energy | SEC RFP - C001687717 | 901324865 | 1400 901324865 STUD,TURB,DIA,LG,#U605P22... | 1400 901324865 STUD,TURB,DIA,LG,#U605P224L4738 | 2 | ALLRFPs\Saudi Energy\SEC RFP - C001687717\downloaded-rfp\SEC RFP - C001687717.xls
Saudi Energy | SEC RFP - C001687717 | 901324866 | 1410 901324866 STUD,TURB,DIA,LG,#U605P22... | 1410 901324866 STUD,TURB,DIA,LG,#U605P225L4862 | 2 | ALLRFPs\Saudi Energy\SEC RFP - C001687717\downloaded-rfp\SEC RFP - C001687717.xls
Saudi Energy | SEC RFP - C001687717 | 901324867 | 1420 901324867 STUD,TURB,DIA,LG,#U7000D2... | 1420 901324867 STUD,TURB,DIA,LG,#U7000D28L5188 | 1 | ALLRFPs\Saudi Energy\SEC RFP - C001687717\downloaded-rfp\SEC RFP - C001687717.xls
Saudi Energy | SEC RFP - C001687717 | 901324868 | 1430 901324868 STUD,TURB,DIA,LG,#119T263... | 1430 901324868 STUD,TURB,DIA,LG,#119T2639P0001 | 4 | ALLRFPs\Saudi Energy\SEC RFP - C001687717\downloaded-rfp\SEC RFP - C001687717.xls
Saudi Energy | SEC RFP - C001687717 | 901324870 | 1440 901324870 STUD,TURB,DIA,LG,#U606P22... | 1440 901324870 STUD,TURB,DIA,LG,#U606P221L2575 | 1 | ALLRFPs\Saudi Energy\SEC RFP - C001687717\downloaded-rfp\SEC RFP - C001687717.xls
Saudi Energy | SEC RFP - C001687717 | 901324871 | 1450 901324871 STUD,TURB,DIA,LG,#U624P31... | 1450 901324871 STUD,TURB,DIA,LG,#U624P312L0762 | 1 | ALLRFPs\Saudi Energy\SEC RFP - C001687717\downloaded-rfp\SEC RFP - C001687717.xls
Saudi Energy | SEC RFP - C001687717 | 901324872 | 1460 901324872 STUD,TURB,DIA,LG,#U624P31... | 1460 901324872 STUD,TURB,DIA,LG,#U624P318L1150 | 1 | ALLRFPs\Saudi Energy\SEC RFP - C001687717\downloaded-rfp\SEC RFP - C001687717.xls
Saudi Energy | SEC RFP - C001687717 | 901324873 | 1470 901324873 STUD,TURB,DIA,LG,#U606P81... | 1470 901324873 STUD,TURB,DIA,LG,#U606P816L1212 | 1 | ALLRFPs\Saudi Energy\SEC RFP - C001687717\downloaded-rfp\SEC RFP - C001687717.xls
Saudi Energy | SEC RFP - C001687717 | 901324875 | 1480 901324875 STUD,TURB,DIA,LG,#U606P82... | 1480 901324875 STUD,TURB,DIA,LG,#U606P820L1493 | 1 | ALLRFPs\Saudi Energy\SEC RFP - C001687717\downloaded-rfp\SEC RFP - C001687717.xls
Saudi Energy | SEC RFP - C001687717 | 901324877 | 1490 901324877 STUD,TURB,DIA,LG,#U606P82... | 1490 901324877 STUD,TURB,DIA,LG,#U606P820L2093 | 1 | ALLRFPs\Saudi Energy\SEC RFP - C001687717\downloaded-rfp\SEC RFP - C001687717.xls
Saudi Energy | SEC RFP - C001687717 | 901324878 | 1500 901324878 STUD,TURB,DIA,LG,#U606P82... | 1500 901324878 STUD,TURB,DIA,LG,#U606P820L2743 | 1 | ALLRFPs\Saudi Energy\SEC RFP - C001687717\downloaded-rfp\SEC RFP - C001687717.xls
Saudi Energy | SEC RFP - C001687717 | 901324879 | 1510 901324879 STUD,TURB,DIA,LG,#U624P31... | 1510 901324879 STUD,TURB,DIA,LG,#U624P312L1075 | 1 | ALLRFPs\Saudi Energy\SEC RFP - C001687717\downloaded-rfp\SEC RFP - C001687717.xls
Saudi Energy | SEC RFP - C001687717 | 901324880 | 1520 901324880 STUD,TURB,DIA,LG,#U624P31... | 1520 901324880 STUD,TURB,DIA,LG,#U624P310L0650 | 1 | ALLRFPs\Saudi Energy\SEC RFP - C001687717\downloaded-rfp\SEC RFP - C001687717.xls
Saudi Energy | SEC RFP - C001687717 | 901324881 | 1530 901324881 STUD,TURB,#382A8237P07507... | 1530 901324881 STUD,TURB,#382A8237P075072STUD | 1 | ALLRFPs\Saudi Energy\SEC RFP - C001687717\downloaded-rfp\SEC RFP - C001687717.xls
Saudi Energy | SEC RFP - C001687717 | 901324882 | 1540 901324882 STUD,TURB,DIA,LG,#U624P31... | 1540 901324882 STUD,TURB,DIA,LG,#U624P314L1087 | 1 | ALLRFPs\Saudi Energy\SEC RFP - C001687717\downloaded-rfp\SEC RFP - C001687717.xls
Saudi Energy | SEC RFP - C001687717 | 901324883 | 1550 901324883 PIN,BULK NOUN: | 1550 901324883 PIN,BULK NOUN: | 1 | ALLRFPs\Saudi Energy\SEC RFP - C001687717\downloaded-rfp\SEC RFP - C001687717.xls
Saudi Energy | SEC RFP - C001687717 | 901324884 | 1560 901324884 PIN,BULK NOUN: | 1560 901324884 PIN,BULK NOUN: | 1 | ALLRFPs\Saudi Energy\SEC RFP - C001687717\downloaded-rfp\SEC RFP - C001687717.xls
Saudi Energy | SEC RFP - C001687717 | 901324886 | 1570 901324886 PIN,BULK NOUN: | 1570 901324886 PIN,BULK NOUN: | 1 | ALLRFPs\Saudi Energy\SEC RFP - C001687717\downloaded-rfp\SEC RFP - C001687717.xls
Saudi Energy | SEC RFP - C001687717 | 901324889 | 1580 901324889 STUD,TURB,DIA,LG,#U627P30... | 1580 901324889 STUD,TURB,DIA,LG,#U627P306L0225 | 4 | ALLRFPs\Saudi Energy\SEC RFP - C001687717\downloaded-rfp\SEC RFP - C001687717.xls
Saudi Energy | SEC RFP - C001687717 | 901324890 | 1590 901324890 GASKET,SPRLWND,PS,SZ,#N56... | 1590 901324890 GASKET,SPRLWND,PS,SZ,#N5605P05001G2 | 4 | ALLRFPs\Saudi Energy\SEC RFP - C001687717\downloaded-rfp\SEC RFP - C001687717.xls
Saudi Energy | SEC RFP - C001687717 | 901324891 | 1600 901324891 STUD,TURB,DIA,LG,#U623P20... | 1600 901324891 STUD,TURB,DIA,LG,#U623P207L0475 | 2 | ALLRFPs\Saudi Energy\SEC RFP - C001687717\downloaded-rfp\SEC RFP - C001687717.xls
Saudi Energy | SEC RFP - C001687717 | 901324892 | 1610 901324892 GASKET,SPRLWND,PS,SZ,#U48... | 1610 901324892 GASKET,SPRLWND,PS,SZ,#U485P0331B0394 | 2 | ALLRFPs\Saudi Energy\SEC RFP - C001687717\downloaded-rfp\SEC RFP - C001687717.xls
Saudi Energy | SEC RFP - C001687717 | 901324894 | 1620 901324894 STUD,TURB,DIA,LG,#U623P30... | 1620 901324894 STUD,TURB,DIA,LG,#U623P308L0300 | 6 | ALLRFPs\Saudi Energy\SEC RFP - C001687717\downloaded-rfp\SEC RFP - C001687717.xls
Saudi Energy | SEC RFP - C001687717 | 901324895 | 1630 901324895 GASKET,SPRLWND,PS,SZ,#U48... | 1630 901324895 GASKET,SPRLWND,PS,SZ,#U485P0456A0531 | 2 | ALLRFPs\Saudi Energy\SEC RFP - C001687717\downloaded-rfp\SEC RFP - C001687717.xls
Saudi Energy | SEC RFP - C001687717 | 901324897 | 1640 901324897 STUD,TURB,DIA,LG,#U623P20... | 1640 901324897 STUD,TURB,DIA,LG,#U623P207L0275 | 4 | ALLRFPs\Saudi Energy\SEC RFP - C001687717\downloaded-rfp\SEC RFP - C001687717.xls
Saudi Energy | SEC RFP - C001687717 | 901324898 | 1650 901324898 GASKET,SPRLWND,PS,SZ,#U48... | 1650 901324898 GASKET,SPRLWND,PS,SZ,#U485P0188A0250 | 6 | ALLRFPs\Saudi Energy\SEC RFP - C001687717\downloaded-rfp\SEC RFP - C001687717.xls
Saudi Energy | SEC RFP - C001687717 | 901324899 | 1660 901324899 STUD,TURB,DIA,LG,#U625P30... | 1660 901324899 STUD,TURB,DIA,LG,#U625P304L0125 | 2 | ALLRFPs\Saudi Energy\SEC RFP - C001687717\downloaded-rfp\SEC RFP - C001687717.xls
Saudi Energy | SEC RFP - C001687717 | 901324900 | 1670 901324900 RING,BULK NOUN: | 1670 901324900 RING,BULK NOUN: | 1 | ALLRFPs\Saudi Energy\SEC RFP - C001687717\downloaded-rfp\SEC RFP - C001687717.xls
Saudi Energy | SEC RFP - C001687717 | 901324901 | 1680 901324901 STUD,TURB,DIA,LG,#U623P31... | 1680 901324901 STUD,TURB,DIA,LG,#U623P310L0531 | 2 | ALLRFPs\Saudi Energy\SEC RFP - C001687717\downloaded-rfp\SEC RFP - C001687717.xls
Saudi Energy | SEC RFP - C001687717 | 901324902 | 1690 901324902 GASKET,SPRLWND,PS,SZ,#U48... | 1690 901324902 GASKET,SPRLWND,PS,SZ,#U485P0381B0443 | 1 | ALLRFPs\Saudi Energy\SEC RFP - C001687717\downloaded-rfp\SEC RFP - C001687717.xls
Saudi Energy | SEC RFP - C001687717 | 901324903 | 1700 901324903 PLATE,BULK NOUN: | 1700 901324903 PLATE,BULK NOUN: | 6 | ALLRFPs\Saudi Energy\SEC RFP - C001687717\downloaded-rfp\SEC RFP - C001687717.xls
Saudi Energy | SEC RFP - C001687717 | 901324904 | 1710 901324904 STUD,TURB,DIA,LG,#U627P30... | 1710 901324904 STUD,TURB,DIA,LG,#U627P309L0650 | 2 | ALLRFPs\Saudi Energy\SEC RFP - C001687717\downloaded-rfp\SEC RFP - C001687717.xls
Saudi Energy | SEC RFP - C001687717 | 901324907 | 1720 901324907 STUD,TURB,DIA,LG,#U606P30... | 1720 901324907 STUD,TURB,DIA,LG,#U606P309L0687 | 4 | ALLRFPs\Saudi Energy\SEC RFP - C001687717\downloaded-rfp\SEC RFP - C001687717.xls
Saudi Energy | SEC RFP - C001687717 | 901324908 | 1730 901324908 STUD,TURB,DIA,LG,#U627P31... | 1730 901324908 STUD,TURB,DIA,LG,#U627P310L0550 | 3 | ALLRFPs\Saudi Energy\SEC RFP - C001687717\downloaded-rfp\SEC RFP - C001687717.xls
Saudi Energy | SEC RFP - C001687717 | 901324909 | 1740 901324909 GASKET,SPRLWND,PS,SZ,#U48... | 1740 901324909 GASKET,SPRLWND,PS,SZ,#U485P037B0438 | 1 | ALLRFPs\Saudi Energy\SEC RFP - C001687717\downloaded-rfp\SEC RFP - C001687717.xls
Saudi Energy | SEC RFP - C001687717 | 901324910 | 1750 901324910 PIN,BULK NOUN: | 1750 901324910 PIN,BULK NOUN: | 1 | ALLRFPs\Saudi Energy\SEC RFP - C001687717\downloaded-rfp\SEC RFP - C001687717.xls
Saudi Energy | SEC RFP - C001687717 | 901324911 | 1760 901324911 PACKING,BULK NOUN: | 1760 901324911 PACKING,BULK NOUN: | 1 | ALLRFPs\Saudi Energy\SEC RFP - C001687717\downloaded-rfp\SEC RFP - C001687717.xls
Saudi Energy | SEC RFP - C001687717 | 901324912 | 1770 901324912 STUD,TURB,DIA,LG,#U623P21... | 1770 901324912 STUD,TURB,DIA,LG,#U623P212L0500 | 8 | ALLRFPs\Saudi Energy\SEC RFP - C001687717\downloaded-rfp\SEC RFP - C001687717.xls
Saudi Energy | SEC RFP - C001687717 | 901324913 | 1780 901324913 GASKET,SPRLWND,PS,SZ,#U48... | 1780 901324913 GASKET,SPRLWND,PS,SZ,#U485P0812A0912 | 1 | ALLRFPs\Saudi Energy\SEC RFP - C001687717\downloaded-rfp\SEC RFP - C001687717.xls
Saudi Energy | SEC RFP - C001687717 | 901324915 | 1790 901324915 STUD,TURB,DIA,LG,#U627P30... | 1790 901324915 STUD,TURB,DIA,LG,#U627P306L0300 | 6 | ALLRFPs\Saudi Energy\SEC RFP - C001687717\downloaded-rfp\SEC RFP - C001687717.xls
Saudi Energy | SEC RFP - C001687717 | 901324916 | 1800 901324916 STUD,TURB,DIA,LG,#N406P48 | 1800 901324916 STUD,TURB,DIA,LG,#N406P48 | 6 | ALLRFPs\Saudi Energy\SEC RFP - C001687717\downloaded-rfp\SEC RFP - C001687717.xls
Saudi Energy | SEC RFP - C001687717 | 901324917 | 1810 901324917 STUD,TURB,DIA,LG,#U605P32... | 1810 901324917 STUD,TURB,DIA,LG,#U605P321P2388 | 72 | ALLRFPs\Saudi Energy\SEC RFP - C001687717\downloaded-rfp\SEC RFP - C001687717.xls
Saudi Energy | SEC RFP - C001687717 | 901324918 | 1820 901324918 GASKET,SPRLWND,PS,SZ,#U48... | 1820 901324918 GASKET,SPRLWND,PS,SZ,#U485P2950A3100 | 6 | ALLRFPs\Saudi Energy\SEC RFP - C001687717\downloaded-rfp\SEC RFP - C001687717.xls
Saudi Energy | SEC RFP - C001687717 | 901324919 | 1830 901324919 GEARBOX,HELICAL: | 1830 901324919 GEARBOX,HELICAL: | 1 | ALLRFPs\Saudi Energy\SEC RFP - C001687717\downloaded-rfp\SEC RFP - C001687717.xls
Saudi Energy | SEC RFP - C001687717 | 901324921 | 1840 901324921 PIN,BULK NOUN: | 1840 901324921 PIN,BULK NOUN: | 1 | ALLRFPs\Saudi Energy\SEC RFP - C001687717\downloaded-rfp\SEC RFP - C001687717.xls
Saudi Energy | SEC RFP - C001687717 | 901324922 | 1850 901324922 SEAL,BULK NOUN: | 1850 901324922 SEAL,BULK NOUN: | 26 | ALLRFPs\Saudi Energy\SEC RFP - C001687717\downloaded-rfp\SEC RFP - C001687717.xls
Saudi Energy | SEC RFP - C001687717 | 901324923 | 1860 901324923 SEAL,BULK NOUN: | 1860 901324923 SEAL,BULK NOUN: | 33 | ALLRFPs\Saudi Energy\SEC RFP - C001687717\downloaded-rfp\SEC RFP - C001687717.xls
Saudi Energy | SEC RFP - C001687717 | 901324924 | 1870 901324924 SEAL,BULK NOUN: | 1870 901324924 SEAL,BULK NOUN: | 590 | ALLRFPs\Saudi Energy\SEC RFP - C001687717\downloaded-rfp\SEC RFP - C001687717.xls
Saudi Energy | SEC RFP - C001687717 | 901324953 | 1880 901324953 VALVE,GLOBE,CONN,#117T202... | 1880 901324953 VALVE,GLOBE,CONN,#117T2020P0025 | 1 | ALLRFPs\Saudi Energy\SEC RFP - C001687717\downloaded-rfp\SEC RFP - C001687717.xls
Saudi Energy | SEC RFP - C001687717 | 901324954 | 1890 901324954 KIT,BULK NOUN: | 1890 901324954 KIT,BULK NOUN: | 2 | ALLRFPs\Saudi Energy\SEC RFP - C001687717\downloaded-rfp\SEC RFP - C001687717.xls
Saudi Energy | SEC RFP - C001687717 | 901324957 | 1900 901324957 GLASS,BULK NOUN: | 1900 901324957 GLASS,BULK NOUN: | 1 | ALLRFPs\Saudi Energy\SEC RFP - C001687717\downloaded-rfp\SEC RFP - C001687717.xls
Saudi Energy | SEC RFP - C001687717 | 901324958 | 1910 901324958 VALVE,GLOBE,CONN,#0201010... | 1910 901324958 VALVE,GLOBE,CONN,#020101035155 | 1 | ALLRFPs\Saudi Energy\SEC RFP - C001687717\downloaded-rfp\SEC RFP - C001687717.xls
Saudi Energy | SEC RFP - C001687717 | 901324959 | 1920 901324959 GASKET,FLG,NSPRL,PS,ID,OD... | 1920 901324959 GASKET,FLG,NSPRL,PS,ID,OD,#020101035007 | 1 | ALLRFPs\Saudi Energy\SEC RFP - C001687717\downloaded-rfp\SEC RFP - C001687717.xls
Saudi Energy | SEC RFP - C001687717 | 901324961 | 1930 901324961 DIAPHRAGM,BULK NOUN: | 1930 901324961 DIAPHRAGM,BULK NOUN: | 1 | ALLRFPs\Saudi Energy\SEC RFP - C001687717\downloaded-rfp\SEC RFP - C001687717.xls
Saudi Energy | SEC RFP - C001687717 | 901324962 | 1940 901324962 VALVE,GLOBE,CONN,#0201010... | 1940 901324962 VALVE,GLOBE,CONN,#020101034853 | 1 | ALLRFPs\Saudi Energy\SEC RFP - C001687717\downloaded-rfp\SEC RFP - C001687717.xls
Saudi Energy | SEC RFP - C001687717 | 901324963 | 1950 901324963 VALVE,BALL,CONN,#02010103... | 1950 901324963 VALVE,BALL,CONN,#020101034131 | 1 | ALLRFPs\Saudi Energy\SEC RFP - C001687717\downloaded-rfp\SEC RFP - C001687717.xls
Saudi Energy | SEC RFP - C001687717 | 901324964 | 1960 901324964 KIT,BULK NOUN: | 1960 901324964 KIT,BULK NOUN: | 1 | ALLRFPs\Saudi Energy\SEC RFP - C001687717\downloaded-rfp\SEC RFP - C001687717.xls
Saudi Energy | SEC RFP - C001687717 | 901324965 | 1970 901324965 VALVE,BALL,CONN,#02010103... | 1970 901324965 VALVE,BALL,CONN,#020101034102 | 2 | ALLRFPs\Saudi Energy\SEC RFP - C001687717\downloaded-rfp\SEC RFP - C001687717.xls
Saudi Energy | SEC RFP - C001687717 | 901324966 | 1980 901324966 KIT,BULK NOUN: | 1980 901324966 KIT,BULK NOUN: | 2 | ALLRFPs\Saudi Energy\SEC RFP - C001687717\downloaded-rfp\SEC RFP - C001687717.xls
Saudi Energy | SEC RFP - C001687717 | 901324967 | 1990 901324967 VALVE,BALL,CONN,#02010103... | 1990 901324967 VALVE,BALL,CONN,#020101034580 | 1 | ALLRFPs\Saudi Energy\SEC RFP - C001687717\downloaded-rfp\SEC RFP - C001687717.xls
Saudi Energy | SEC RFP - C001687717 | 901324968 | 2000 901324968 TRAP,AIR/GAS: | 2000 901324968 TRAP,AIR/GAS: | 1 | ALLRFPs\Saudi Energy\SEC RFP - C001687717\downloaded-rfp\SEC RFP - C001687717.xls
Saudi Energy | SEC RFP - C001687717 | 901324969 | 2010 901324969 GASKET,FLG,NSPRL,PS,ID,OD... | 2010 901324969 GASKET,FLG,NSPRL,PS,ID,OD,#020101991807 | 1 | ALLRFPs\Saudi Energy\SEC RFP - C001687717\downloaded-rfp\SEC RFP - C001687717.xls
Saudi Energy | SEC RFP - C001687717 | 901324970 | 2020 901324970 VALVE,GLOBE,CONN,#0201010... | 2020 901324970 VALVE,GLOBE,CONN,#020101034858 | 1 | ALLRFPs\Saudi Energy\SEC RFP - C001687717\downloaded-rfp\SEC RFP - C001687717.xls
Saudi Energy | SEC RFP - C001687717 | 901324971 | 2030 901324971 VALVE,BALL,CONN,#02010103... | 2030 901324971 VALVE,BALL,CONN,#020101034859 | 1 | ALLRFPs\Saudi Energy\SEC RFP - C001687717\downloaded-rfp\SEC RFP - C001687717.xls
Saudi Energy | SEC RFP - C001687717 | 901324972 | 2040 901324972 KIT,BULK NOUN: | 2040 901324972 KIT,BULK NOUN: | 1 | ALLRFPs\Saudi Energy\SEC RFP - C001687717\downloaded-rfp\SEC RFP - C001687717.xls
Saudi Energy | SEC RFP - C001687717 | 901324973 | 2050 901324973 VALVE,BALL,CONN,#02010103... | 2050 901324973 VALVE,BALL,CONN,#020101034861 | 1 | ALLRFPs\Saudi Energy\SEC RFP - C001687717\downloaded-rfp\SEC RFP - C001687717.xls
Saudi Energy | SEC RFP - C001687717 | 901324974 | 2060 901324974 KIT,BULK NOUN: | 2060 901324974 KIT,BULK NOUN: | 1 | ALLRFPs\Saudi Energy\SEC RFP - C001687717\downloaded-rfp\SEC RFP - C001687717.xls
Saudi Energy | SEC RFP - C001687717 | 901324975 | 2070 901324975 VALVE,BALL,CONN,#02010103... | 2070 901324975 VALVE,BALL,CONN,#020101034023 | 1 | ALLRFPs\Saudi Energy\SEC RFP - C001687717\downloaded-rfp\SEC RFP - C001687717.xls
Saudi Energy | SEC RFP - C001687717 | 901324976 | 2080 901324976 KIT,BULK NOUN: | 2080 901324976 KIT,BULK NOUN: | 1 | ALLRFPs\Saudi Energy\SEC RFP - C001687717\downloaded-rfp\SEC RFP - C001687717.xls
Saudi Energy | SEC RFP - C001687717 | 901324978 | 2090 901324978 VALVE,BALL,CONN,#4FB6LJ2V... | 2090 901324978 VALVE,BALL,CONN,#4FB6LJ2VSSPSPG | 2 | ALLRFPs\Saudi Energy\SEC RFP - C001687717\downloaded-rfp\SEC RFP - C001687717.xls
Saudi Energy | SEC RFP - C001687717 | 901324979 | 2100 901324979 VALVE,BALL,CONN,#4M4FB6LJ... | 2100 901324979 VALVE,BALL,CONN,#4M4FB6LJ2VSSPSPG | 2 | ALLRFPs\Saudi Energy\SEC RFP - C001687717\downloaded-rfp\SEC RFP - C001687717.xls
Saudi Energy | SEC RFP - C001687717 | 901324981 | 2110 901324981 VALVE,SPECIAL PURPOSE: | 2110 901324981 VALVE,SPECIAL PURPOSE: | 1 | ALLRFPs\Saudi Energy\SEC RFP - C001687717\downloaded-rfp\SEC RFP - C001687717.xls
Saudi Energy | SEC RFP - C001687717 | 901324983 | 2120 901324983 KIT,BULK NOUN: | 2120 901324983 KIT,BULK NOUN: | 1 | ALLRFPs\Saudi Energy\SEC RFP - C001687717\downloaded-rfp\SEC RFP - C001687717.xls
Saudi Energy | SEC RFP - C001687717 | 901324984 | 2130 901324984 VALVE,BALL,CONN,#SP020101... | 2130 901324984 VALVE,BALL,CONN,#SP020101035161 | 1 | ALLRFPs\Saudi Energy\SEC RFP - C001687717\downloaded-rfp\SEC RFP - C001687717.xls
Saudi Energy | SEC RFP - C001687717 | 901324985 | 2140 901324985 VALVE,BALL,CONN,#SP020101... | 2140 901324985 VALVE,BALL,CONN,#SP020101035173 | 1 | ALLRFPs\Saudi Energy\SEC RFP - C001687717\downloaded-rfp\SEC RFP - C001687717.xls
Saudi Energy | SEC RFP - C001687717 | 901324986 | 2150 901324986 KIT,BULK NOUN: | 2150 901324986 KIT,BULK NOUN: | 4 | ALLRFPs\Saudi Energy\SEC RFP - C001687717\downloaded-rfp\SEC RFP - C001687717.xls
Saudi Energy | SEC RFP - C001687717 | 901324987 | 2160 901324987 VALVE,BALL,CONN,#SP020101... | 2160 901324987 VALVE,BALL,CONN,#SP020101035169 | 1 | ALLRFPs\Saudi Energy\SEC RFP - C001687717\downloaded-rfp\SEC RFP - C001687717.xls
Saudi Energy | SEC RFP - C001687717 | 901324988 | 2170 901324988 KIT,BULK NOUN: | 2170 901324988 KIT,BULK NOUN: | 2 | ALLRFPs\Saudi Energy\SEC RFP - C001687717\downloaded-rfp\SEC RFP - C001687717.xls
Saudi Energy | SEC RFP - C001687717 | 901324989 | 2180 901324989 VALVE,NDL,ORFDIA,CONN,#SP... | 2180 901324989 VALVE,NDL,ORFDIA,CONN,#SP020101035158 | 1 | ALLRFPs\Saudi Energy\SEC RFP - C001687717\downloaded-rfp\SEC RFP - C001687717.xls
Saudi Energy | SEC RFP - C001687717 | 901324990 | 2190 901324990 VALVE,RELIEF,STPRESS,INSZ... | 2190 901324990 VALVE,RELIEF,STPRESS,INSZ,OSZ,#SP0201010 | 1 | ALLRFPs\Saudi Energy\SEC RFP - C001687717\downloaded-rfp\SEC RFP - C001687717.xls
Saudi Energy | SEC RFP - C001687717 | 901324991 | 2200 901324991 VALVE,RELIEF,#SP020101992... | 2200 901324991 VALVE,RELIEF,#SP020101992003VALVE | 1 | ALLRFPs\Saudi Energy\SEC RFP - C001687717\downloaded-rfp\SEC RFP - C001687717.xls
Saudi Energy | SEC RFP - C001687717 | 020101992 | 2200 901324991 VALVE,RELIEF,#SP020101992... | 2200 901324991 VALVE,RELIEF,#SP020101992003VALVE | 1 | ALLRFPs\Saudi Energy\SEC RFP - C001687717\downloaded-rfp\SEC RFP - C001687717.xls
Saudi Energy | SEC RFP - C001687717 | 901324992 | 2210 901324992 VALVE,RELIEF,STPRESS,INSZ... | 2210 901324992 VALVE,RELIEF,STPRESS,INSZ,OSZ,#SP0201019 | 1 | ALLRFPs\Saudi Energy\SEC RFP - C001687717\downloaded-rfp\SEC RFP - C001687717.xls
Saudi Energy | SEC RFP - C001687717 | 901324993 | 2220 901324993 DIAPHRAGM,BULK NOUN: | 2220 901324993 DIAPHRAGM,BULK NOUN: | 1 | ALLRFPs\Saudi Energy\SEC RFP - C001687717\downloaded-rfp\SEC RFP - C001687717.xls
Saudi Energy | SEC RFP - C001687717 | 901324994 | 2230 901324994 REGULATOR,PRES,IP,OP,INSZ... | 2230 901324994 REGULATOR,PRES,IP,OP,INSZ,OSZ,#SP0201019 | 1 | ALLRFPs\Saudi Energy\SEC RFP - C001687717\downloaded-rfp\SEC RFP - C001687717.xls
Saudi Energy | SEC RFP - C001687717 | 901324995 | 2240 901324995 KIT,BULK NOUN: | 2240 901324995 KIT,BULK NOUN: | 1 | ALLRFPs\Saudi Energy\SEC RFP - C001687717\downloaded-rfp\SEC RFP - C001687717.xls
Saudi Energy | SEC RFP - C001687717 | 901324996 | 2250 901324996 VALVE,CHECK,CONN,#SP02010... | 2250 901324996 VALVE,CHECK,CONN,#SP020101035157 | 1 | ALLRFPs\Saudi Energy\SEC RFP - C001687717\downloaded-rfp\SEC RFP - C001687717.xls
Saudi Energy | SEC RFP - C001687717 | 901324997 | 2260 901324997 KIT,BULK NOUN: | 2260 901324997 KIT,BULK NOUN: | 1 | ALLRFPs\Saudi Energy\SEC RFP - C001687717\downloaded-rfp\SEC RFP - C001687717.xls
Saudi Energy | SEC RFP - C001687717 | 901324998 | 2270 901324998 VALVE,BALL,CONN,#SP020101... | 2270 901324998 VALVE,BALL,CONN,#SP020101035159 | 1 | ALLRFPs\Saudi Energy\SEC RFP - C001687717\downloaded-rfp\SEC RFP - C001687717.xls
Saudi Energy | SEC RFP - C001687717 | 901324999 | 2280 901324999 KIT,BULK NOUN: | 2280 901324999 KIT,BULK NOUN: | 1 | ALLRFPs\Saudi Energy\SEC RFP - C001687717\downloaded-rfp\SEC RFP - C001687717.xls
Saudi Energy | SEC RFP - C001687717 | 901325001 | 2290 901325001 GASKET,SPRLWND,PS,SZ,#N56... | 2290 901325001 GASKET,SPRLWND,PS,SZ,#N5606P04001 | 2 | ALLRFPs\Saudi Energy\SEC RFP - C001687717\downloaded-rfp\SEC RFP - C001687717.xls
Saudi Energy | SEC RFP - C001687717 | 901325002 | 2300 901325002 PIPE,NON-METALLIC: | 2300 901325002 PIPE,NON-METALLIC: | 1 | ALLRFPs\Saudi Energy\SEC RFP - C001687717\downloaded-rfp\SEC RFP - C001687717.xls
Saudi Energy | SEC RFP - C001687717 | 901325003 | 2310 901325003 PIPE,NON-METALLIC: | 2310 901325003 PIPE,NON-METALLIC: | 1 | ALLRFPs\Saudi Energy\SEC RFP - C001687717\downloaded-rfp\SEC RFP - C001687717.xls
Saudi Energy | SEC RFP - C001687717 | 901325004 | 2320 901325004 VALVE,BALL,CONN,#383A8416... | 2320 901325004 VALVE,BALL,CONN,#383A8416P0013 | 2 | ALLRFPs\Saudi Energy\SEC RFP - C001687717\downloaded-rfp\SEC RFP - C001687717.xls
Saudi Energy | SEC RFP - C001687717 | 901325005 | 2330 901325005 KIT,BULK NOUN: | 2330 901325005 KIT,BULK NOUN: | 2 | ALLRFPs\Saudi Energy\SEC RFP - C001687717\downloaded-rfp\SEC RFP - C001687717.xls
Saudi Energy | SEC RFP - C001687717 | 901325006 | 2340 901325006 VALVE,BALL,CONN,#383A8416... | 2340 901325006 VALVE,BALL,CONN,#383A8416P0028 | 1 | ALLRFPs\Saudi Energy\SEC RFP - C001687717\downloaded-rfp\SEC RFP - C001687717.xls
Saudi Energy | SEC RFP - C001687717 | 901325007 | 2350 901325007 KIT,BULK NOUN: | 2350 901325007 KIT,BULK NOUN: | 1 | ALLRFPs\Saudi Energy\SEC RFP - C001687717\downloaded-rfp\SEC RFP - C001687717.xls
Saudi Energy | SEC RFP - C001687717 | 901325009 | 2360 901325009 KIT,BULK NOUN: | 2360 901325009 KIT,BULK NOUN: | 2 | ALLRFPs\Saudi Energy\SEC RFP - C001687717\downloaded-rfp\SEC RFP - C001687717.xls
Saudi Energy | SEC RFP - C001687717 | 901325011 | 2370 901325011 KIT,BULK NOUN: | 2370 901325011 KIT,BULK NOUN: | 1 | ALLRFPs\Saudi Energy\SEC RFP - C001687717\downloaded-rfp\SEC RFP - C001687717.xls
Saudi Energy | SEC RFP - C001687717 | 901325013 | 2380 901325013 KIT,BULK NOUN: | 2380 901325013 KIT,BULK NOUN: | 1 | ALLRFPs\Saudi Energy\SEC RFP - C001687717\downloaded-rfp\SEC RFP - C001687717.xls
Saudi Energy | SEC RFP - C001687717 | 901325014 | 2390 901325014 PIPE,NON-METALLIC: | 2390 901325014 PIPE,NON-METALLIC: | 1 | ALLRFPs\Saudi Energy\SEC RFP - C001687717\downloaded-rfp\SEC RFP - C001687717.xls
Saudi Energy | SEC RFP - C001687717 | 901325015 | 2400 901325015 PIPE,METALLIC: | 2400 901325015 PIPE,METALLIC: | 1 | ALLRFPs\Saudi Energy\SEC RFP - C001687717\downloaded-rfp\SEC RFP - C001687717.xls
Saudi Energy | SEC RFP - C001687717 | 901325016 | 2410 901325016 PIPE,METALLIC: | 2410 901325016 PIPE,METALLIC: | 1 | ALLRFPs\Saudi Energy\SEC RFP - C001687717\downloaded-rfp\SEC RFP - C001687717.xls
Saudi Energy | SEC RFP - C001687717 | 901325017 | 2420 901325017 PIPE,METALLIC: | 2420 901325017 PIPE,METALLIC: | 1 | ALLRFPs\Saudi Energy\SEC RFP - C001687717\downloaded-rfp\SEC RFP - C001687717.xls
Saudi Energy | SEC RFP - C001687717 | 901325018 | 2430 901325018 HOSE,NON-METALLIC: | 2430 901325018 HOSE,NON-METALLIC: | 2 | ALLRFPs\Saudi Energy\SEC RFP - C001687717\downloaded-rfp\SEC RFP - C001687717.xls
Saudi Energy | SEC RFP - C001687717 | 901325019 | 2440 901325019 HOSE,NON-METALLIC: | 2440 901325019 HOSE,NON-METALLIC: | 3 | ALLRFPs\Saudi Energy\SEC RFP - C001687717\downloaded-rfp\SEC RFP - C001687717.xls
Saudi Energy | SEC RFP - C001687717 | 901325020 | 2450 901325020 HOSE,NON-METALLIC: | 2450 901325020 HOSE,NON-METALLIC: | 1 | ALLRFPs\Saudi Energy\SEC RFP - C001687717\downloaded-rfp\SEC RFP - C001687717.xls
Saudi Energy | SEC RFP - C001687717 | 901325021 | 2460 901325021 VALVE,NDL,ORFDIA,CONN,#10... | 2460 901325021 VALVE,NDL,ORFDIA,CONN,#102T8072P0001 | 1 | ALLRFPs\Saudi Energy\SEC RFP - C001687717\downloaded-rfp\SEC RFP - C001687717.xls
Saudi Energy | SEC RFP - C001687717 | 901325023 | 2470 901325023 GLASS,BULK NOUN: | 2470 901325023 GLASS,BULK NOUN: | 2 | ALLRFPs\Saudi Energy\SEC RFP - C001687717\downloaded-rfp\SEC RFP - C001687717.xls
Saudi Energy | SEC RFP - C001687717 | 901325036 | 2480 901325036 GLASS,BULK NOUN: | 2480 901325036 GLASS,BULK NOUN: | 2 | ALLRFPs\Saudi Energy\SEC RFP - C001687717\downloaded-rfp\SEC RFP - C001687717.xls
Saudi Energy | SEC RFP - C001687717 | 901325037 | 2490 901325037 VALVE,CHECK,CONN,#141A492... | 2490 901325037 VALVE,CHECK,CONN,#141A4926P0001 | 3 | ALLRFPs\Saudi Energy\SEC RFP - C001687717\downloaded-rfp\SEC RFP - C001687717.xls
Saudi Energy | SEC RFP - C001687717 | 901325052 | 2500 901325052 HOSE,NON-METALLIC: | 2500 901325052 HOSE,NON-METALLIC: | 2 | ALLRFPs\Saudi Energy\SEC RFP - C001687717\downloaded-rfp\SEC RFP - C001687717.xls
Saudi Energy | SEC RFP - C001687717 | 901325053 | 2510 901325053 HOSE,NON-METALLIC: | 2510 901325053 HOSE,NON-METALLIC: | 3 | ALLRFPs\Saudi Energy\SEC RFP - C001687717\downloaded-rfp\SEC RFP - C001687717.xls
Saudi Energy | SEC RFP - C001687717 | 901325054 | 2520 901325054 HOSE,NON-METALLIC: | 2520 901325054 HOSE,NON-METALLIC: | 3 | ALLRFPs\Saudi Energy\SEC RFP - C001687717\downloaded-rfp\SEC RFP - C001687717.xls
Saudi Energy | SEC RFP - C001687717 | 901325055 | 2530 901325055 HOSE,NON-METALLIC: | 2530 901325055 HOSE,NON-METALLIC: | 3 | ALLRFPs\Saudi Energy\SEC RFP - C001687717\downloaded-rfp\SEC RFP - C001687717.xls
Saudi Energy | SEC RFP - C001687717 | 901325057 | 2540 901325057 GLASS,BULK NOUN: | 2540 901325057 GLASS,BULK NOUN: | 1 | ALLRFPs\Saudi Energy\SEC RFP - C001687717\downloaded-rfp\SEC RFP - C001687717.xls
Saudi Energy | SEC RFP - C001687717 | 901325060 | 2550 901325060 HOSE,NON-METALLIC: | 2550 901325060 HOSE,NON-METALLIC: | 1 | ALLRFPs\Saudi Energy\SEC RFP - C001687717\downloaded-rfp\SEC RFP - C001687717.xls
Saudi Energy | SEC RFP - C001687717 | 901325061 | 2560 901325061 CAP,BULK NOUN: | 2560 901325061 CAP,BULK NOUN: | 1 | ALLRFPs\Saudi Energy\SEC RFP - C001687717\downloaded-rfp\SEC RFP - C001687717.xls
Saudi Energy | SEC RFP - C001687717 | 901325062 | 2570 901325062 SEAL,BULK NOUN: | 2570 901325062 SEAL,BULK NOUN: | 2 | ALLRFPs\Saudi Energy\SEC RFP - C001687717\downloaded-rfp\SEC RFP - C001687717.xls
Saudi Energy | SEC RFP - C001687717 | 901325066 | 2580 901325066 SEAT,BULK NOUN: | 2580 901325066 SEAT,BULK NOUN: | 2 | ALLRFPs\Saudi Energy\SEC RFP - C001687717\downloaded-rfp\SEC RFP - C001687717.xls
Saudi Energy | SEC RFP - C001687717 | 901325067 | 2590 901325067 VALVE,BALL,CONN,#Y21X2AMV... | 2590 901325067 VALVE,BALL,CONN,#Y21X2AMV231Z1101001 | 2 | ALLRFPs\Saudi Energy\SEC RFP - C001687717\downloaded-rfp\SEC RFP - C001687717.xls
Saudi Energy | SEC RFP - C001687717 | 901325069 | 2600 901325069 STRAINER,FLUID: | 2600 901325069 STRAINER,FLUID: | 1 | ALLRFPs\Saudi Energy\SEC RFP - C001687717\downloaded-rfp\SEC RFP - C001687717.xls
Saudi Energy | SEC RFP - C001687717 | 901325070 | 2610 901325070 BOLT,MACH,#U623P310L0600H... | 2610 901325070 BOLT,MACH,#U623P310L0600HXHD1258X600 | 3 | ALLRFPs\Saudi Energy\SEC RFP - C001687717\downloaded-rfp\SEC RFP - C001687717.xls
Saudi Energy | SEC RFP - C001687717 | 901325073 | 2620 901325073 SEAL,BULK NOUN: | 2620 901325073 SEAL,BULK NOUN: | 4 | ALLRFPs\Saudi Energy\SEC RFP - C001687717\downloaded-rfp\SEC RFP - C001687717.xls
Saudi Energy | SEC RFP - C001687717 | 901325074 | 2630 901325074 PIN,BULK NOUN: | 2630 901325074 PIN,BULK NOUN: | 2 | ALLRFPs\Saudi Energy\SEC RFP - C001687717\downloaded-rfp\SEC RFP - C001687717.xls
Saudi Energy | SEC RFP - C001687717 | 901325079 | 2640 901325079 HOSE,NON-METALLIC: | 2640 901325079 HOSE,NON-METALLIC: | 1 | ALLRFPs\Saudi Energy\SEC RFP - C001687717\downloaded-rfp\SEC RFP - C001687717.xls
Saudi Energy | SEC RFP - C001687717 | 901325080 | 2650 901325080 CLAMP,BULK NOUN: | 2650 901325080 CLAMP,BULK NOUN: | 1 | ALLRFPs\Saudi Energy\SEC RFP - C001687717\downloaded-rfp\SEC RFP - C001687717.xls
Saudi Energy | SEC RFP - C001687717 | 901325081 | 2660 901325081 FLANGE,BULK NOUN: | 2660 901325081 FLANGE,BULK NOUN: | 1 | ALLRFPs\Saudi Energy\SEC RFP - C001687717\downloaded-rfp\SEC RFP - C001687717.xls
Saudi Energy | SEC RFP - C001687717 | 901325082 | 2670 901325082 CLAMP,BULK NOUN: | 2670 901325082 CLAMP,BULK NOUN: | 1 | ALLRFPs\Saudi Energy\SEC RFP - C001687717\downloaded-rfp\SEC RFP - C001687717.xls
Saudi Energy | SEC RFP - C001687717 | 901325084 | 2680 901325084 GASKET,FLG,NSPRL,PS,ID,OD... | 2680 901325084 GASKET,FLG,NSPRL,PS,ID,OD,#120T7696P1CVR | 3 | ALLRFPs\Saudi Energy\SEC RFP - C001687717\downloaded-rfp\SEC RFP - C001687717.xls
Saudi Energy | SEC RFP - C001687717 | 901325089 | 2690 901325089 VALVE,BTRFL,#L123310 | 2690 901325089 VALVE,BTRFL,#L123310 | 1 | ALLRFPs\Saudi Energy\SEC RFP - C001687717\downloaded-rfp\SEC RFP - C001687717.xls
Saudi Energy | SEC RFP - C001687717 | 901325090 | 2700 901325090 VALVE,CHECK,CONN,#L123311 | 2700 901325090 VALVE,CHECK,CONN,#L123311 | 1 | ALLRFPs\Saudi Energy\SEC RFP - C001687717\downloaded-rfp\SEC RFP - C001687717.xls
Saudi Energy | SEC RFP - C001687717 | 901325091 | 2710 901325091 BEARING ASSEMBLY,BULK NOU... | 2710 901325091 BEARING ASSEMBLY,BULK NOUN: | 2 | ALLRFPs\Saudi Energy\SEC RFP - C001687717\downloaded-rfp\SEC RFP - C001687717.xls
Saudi Energy | SEC RFP - C001687717 | 901325095 | 2720 901325095 GASKET,FLG,NSPRL,PS,ID,OD... | 2720 901325095 GASKET,FLG,NSPRL,PS,ID,OD,#SP09061650108 | 3 | ALLRFPs\Saudi Energy\SEC RFP - C001687717\downloaded-rfp\SEC RFP - C001687717.xls
Saudi Energy | SEC RFP - C001687717 | 901325097 | 2730 901325097 GASKET,FLG,NSPRL,PS,ID,OD... | 2730 901325097 GASKET,FLG,NSPRL,PS,ID,OD,#SP08031157829 | 2 | ALLRFPs\Saudi Energy\SEC RFP - C001687717\downloaded-rfp\SEC RFP - C001687717.xls
Saudi Energy | SEC RFP - C001687717 | 901325099 | 2740 901325099 COUPLING,SHAFT,BORE,OD,LG... | 2740 901325099 COUPLING,SHAFT,BORE,OD,LG,#SP03051751181 | 1 | ALLRFPs\Saudi Energy\SEC RFP - C001687717\downloaded-rfp\SEC RFP - C001687717.xls
Saudi Energy | SEC RFP - C001687717 | 901325100 | 2750 901325100 COUPLING,SHAFT,BORE,OD,LG... | 2750 901325100 COUPLING,SHAFT,BORE,OD,LG,#SP11141453541 | 1 | ALLRFPs\Saudi Energy\SEC RFP - C001687717\downloaded-rfp\SEC RFP - C001687717.xls
Saudi Energy | SEC RFP - C001687717 | 901325101 | 2760 901325101 VALVE,CHECK,CONN,#363A495... | 2760 901325101 VALVE,CHECK,CONN,#363A4951P008M1 | 1 | ALLRFPs\Saudi Energy\SEC RFP - C001687717\downloaded-rfp\SEC RFP - C001687717.xls
Saudi Energy | SEC RFP - C001687717 | 901325102 | 2770 901325102 VALVE,CHECK,CONN,#363A495... | 2770 901325102 VALVE,CHECK,CONN,#363A4951P004M1 | 1 | ALLRFPs\Saudi Energy\SEC RFP - C001687717\downloaded-rfp\SEC RFP - C001687717.xls
Saudi Energy | SEC RFP - C001687717 | 901325103 | 2780 901325103 PUMP,RECIP,PROC FL,INSZ,#... | 2780 901325103 PUMP,RECIP,PROC FL,INSZ,#SP07281543645 | 1 | ALLRFPs\Saudi Energy\SEC RFP - C001687717\downloaded-rfp\SEC RFP - C001687717.xls
Saudi Energy | SEC RFP - C001687717 | 901325105 | 2790 901325105 KIT,BULK NOUN: | 2790 901325105 KIT,BULK NOUN: | 2 | ALLRFPs\Saudi Energy\SEC RFP - C001687717\downloaded-rfp\SEC RFP - C001687717.xls
Saudi Energy | SEC RFP - C001687717 | 901325106 | 2800 901325106 VALVE,RELIEF,STPRESS,INSZ... | 2800 901325106 VALVE,RELIEF,STPRESS,INSZ,OSZ,#SP1216143 | 1 | ALLRFPs\Saudi Energy\SEC RFP - C001687717\downloaded-rfp\SEC RFP - C001687717.xls
Saudi Energy | SEC RFP - C001687717 | 901325107 | 2810 901325107 VALVE,RELIEF,STPRESS,INSZ... | 2810 901325107 VALVE,RELIEF,STPRESS,INSZ,OSZ,#SP0401164 | 1 | ALLRFPs\Saudi Energy\SEC RFP - C001687717\downloaded-rfp\SEC RFP - C001687717.xls
Saudi Energy | SEC RFP - C001687717 | 901325108 | 2820 901325108 VALVE,CHECK,CONN,#SP02191... | 2820 901325108 VALVE,CHECK,CONN,#SP02191343447 | 1 | ALLRFPs\Saudi Energy\SEC RFP - C001687717\downloaded-rfp\SEC RFP - C001687717.xls
Saudi Energy | SEC RFP - C001687717 | 901325109 | 2830 901325109 VALVE,NDL,ORFDIA,CONN,#SP... | 2830 901325109 VALVE,NDL,ORFDIA,CONN,#SP02191348425 | 1 | ALLRFPs\Saudi Energy\SEC RFP - C001687717\downloaded-rfp\SEC RFP - C001687717.xls
Saudi Energy | SEC RFP - C001687717 | 901325110 | 2840 901325110 VALVE,NDL,ORFDIA,CONN,#SP... | 2840 901325110 VALVE,NDL,ORFDIA,CONN,#SP02191348534 | 1 | ALLRFPs\Saudi Energy\SEC RFP - C001687717\downloaded-rfp\SEC RFP - C001687717.xls
Saudi Energy | SEC RFP - C001687717 | 901325115 | 2850 901325115 IMPELLER,PUMP,OD,BORE,#16... | 2850 901325115 IMPELLER,PUMP,OD,BORE,#160022272 | 1 | ALLRFPs\Saudi Energy\SEC RFP - C001687717\downloaded-rfp\SEC RFP - C001687717.xls
Saudi Energy | SEC RFP - C001687717 | 901325116 | 2860 901325116 SHAFT,BULK NOUN: | 2860 901325116 SHAFT,BULK NOUN: | 1 | ALLRFPs\Saudi Energy\SEC RFP - C001687717\downloaded-rfp\SEC RFP - C001687717.xls
Saudi Energy | SEC RFP - C001687717 | 901325117 | 2870 901325117 PUMP,CNTRFGL,STG,HD,#120T... | 2870 901325117 PUMP,CNTRFGL,STG,HD,#120T7674P0001 | 1 | ALLRFPs\Saudi Energy\SEC RFP - C001687717\downloaded-rfp\SEC RFP - C001687717.xls
Saudi Energy | SEC RFP - C001687717 | 901325118 | 2880 901325118 IMPELLER,PUMP,OD,BORE,#14... | 2880 901325118 IMPELLER,PUMP,OD,BORE,#147561216 | 1 | ALLRFPs\Saudi Energy\SEC RFP - C001687717\downloaded-rfp\SEC RFP - C001687717.xls
Saudi Energy | SEC RFP - C001687717 | 901325119 | 2890 901325119 SHAFT,BULK NOUN: | 2890 901325119 SHAFT,BULK NOUN: | 1 | ALLRFPs\Saudi Energy\SEC RFP - C001687717\downloaded-rfp\SEC RFP - C001687717.xls
Saudi Energy | SEC RFP - C001687717 | 901325120 | 2900 901325120 RING,BULK NOUN: | 2900 901325120 RING,BULK NOUN: | 1 | ALLRFPs\Saudi Energy\SEC RFP - C001687717\downloaded-rfp\SEC RFP - C001687717.xls
Saudi Energy | SEC RFP - C001687717 | 901325121 | 2910 901325121 GASKET,FLG,NSPRL,#2311115... | 2910 901325121 GASKET,FLG,NSPRL,#23111156FLANGENONSPIRA | 1 | ALLRFPs\Saudi Energy\SEC RFP - C001687717\downloaded-rfp\SEC RFP - C001687717.xls
Saudi Energy | SEC RFP - C001687717 | 901325122 | 2920 901325122 PUMP,CNTRFGL,STG,HD,#120T... | 2920 901325122 PUMP,CNTRFGL,STG,HD,#120T7674P0003 | 1 | ALLRFPs\Saudi Energy\SEC RFP - C001687717\downloaded-rfp\SEC RFP - C001687717.xls
Saudi Energy | SEC RFP - C001687717 | 901325124 | 2930 901325124 IMPELLER,PUMP,OD,BORE,#16... | 2930 901325124 IMPELLER,PUMP,OD,BORE,#160022249 | 1 | ALLRFPs\Saudi Energy\SEC RFP - C001687717\downloaded-rfp\SEC RFP - C001687717.xls
Saudi Energy | SEC RFP - C001687717 | 901325126 | 2940 901325126 VALVE,BALL,CONN,#354A3276... | 2940 901325126 VALVE,BALL,CONN,#354A3276P0005 | 1 | ALLRFPs\Saudi Energy\SEC RFP - C001687717\downloaded-rfp\SEC RFP - C001687717.xls
Saudi Energy | SEC RFP - C001687717 | 901325127 | 2950 901325127 VALVE,BALL,CONN,#363A5279... | 2950 901325127 VALVE,BALL,CONN,#363A5279P012 | 1 | ALLRFPs\Saudi Energy\SEC RFP - C001687717\downloaded-rfp\SEC RFP - C001687717.xls
Saudi Energy | SEC RFP - C001687717 | 901325128 | 2960 901325128 VALVE,SPECIAL PURPOSE: | 2960 901325128 VALVE,SPECIAL PURPOSE: | 1 | ALLRFPs\Saudi Energy\SEC RFP - C001687717\downloaded-rfp\SEC RFP - C001687717.xls
Saudi Energy | SEC RFP - C001687717 | 901325129 | 2970 901325129 KIT,BULK NOUN: | 2970 901325129 KIT,BULK NOUN: | 2 | ALLRFPs\Saudi Energy\SEC RFP - C001687717\downloaded-rfp\SEC RFP - C001687717.xls
Saudi Energy | SEC RFP - C001687717 | 901325131 | 2980 901325131 O-RING,BULK NOUN: | 2980 901325131 O-RING,BULK NOUN: | 2 | ALLRFPs\Saudi Energy\SEC RFP - C001687717\downloaded-rfp\SEC RFP - C001687717.xls
Saudi Energy | SEC RFP - C001687717 | 901325132 | 2990 901325132 FILTER,OIL,HSG,#HC64501C | 2990 901325132 FILTER,OIL,HSG,#HC64501C | 2 | ALLRFPs\Saudi Energy\SEC RFP - C001687717\downloaded-rfp\SEC RFP - C001687717.xls
Saudi Energy | SEC RFP - C001687717 | 901325133 | 3000 901325133 FILTER,OIL,HSG,#HS828200C | 3000 901325133 FILTER,OIL,HSG,#HS828200C | 2 | ALLRFPs\Saudi Energy\SEC RFP - C001687717\downloaded-rfp\SEC RFP - C001687717.xls
Saudi Energy | SEC RFP - C001687717 | 901325135 | 3010 901325135 O-RING,BULK NOUN: | 3010 901325135 O-RING,BULK NOUN: | 2 | ALLRFPs\Saudi Energy\SEC RFP - C001687717\downloaded-rfp\SEC RFP - C001687717.xls
Saudi Energy | SEC RFP - C001687717 | 909109130 | 3020 909109130 BEARING ASSEMBLY,BULK NOU... | 3020 909109130 BEARING ASSEMBLY,BULK NOUN:STEAM TURBINE | 4 | ALLRFPs\Saudi Energy\SEC RFP - C001687717\downloaded-rfp\SEC RFP - C001687717.xls
Saudi Energy | SEC RFP - C001687717 | 901325143 | 3030 901325143 SEAL,BULK NOUN: | 3030 901325143 SEAL,BULK NOUN: | 3 | ALLRFPs\Saudi Energy\SEC RFP - C001687717\downloaded-rfp\SEC RFP - C001687717.xls
Saudi Energy | SEC RFP - C001687717 | 901325144 | 3040 901325144 KIT,BULK NOUN: | 3040 901325144 KIT,BULK NOUN: | 4 | ALLRFPs\Saudi Energy\SEC RFP - C001687717\downloaded-rfp\SEC RFP - C001687717.xls
Saudi Energy | SEC RFP - C001687717 | 901366584 | 3050 901366584 FAN,AXIAL FLOW:PS10 STEAM... | 3050 901366584 FAN,AXIAL FLOW:PS10 STEAM TURBINE GLAND | 1 | ALLRFPs\Saudi Energy\SEC RFP - C001687717\downloaded-rfp\SEC RFP - C001687717.xls
Saudi Energy | SEC RFP - C001687717 | 901366562 | 3060 901366562 VALVE,BALL,4 INCH,CONN,#1... | 3060 901366562 VALVE,BALL,4 INCH,CONN,#120T7698P0001 | 1 | ALLRFPs\Saudi Energy\SEC RFP - C001687717\downloaded-rfp\SEC RFP - C001687717.xls
Saudi Energy | SEC RFP - C001687717 | 901366563 | 3070 901366563 VALVE,BTRFL,4 INCH,#120T7... | 3070 901366563 VALVE,BTRFL,4 INCH,#120T7676P0003 | 1 | ALLRFPs\Saudi Energy\SEC RFP - C001687717\downloaded-rfp\SEC RFP - C001687717.xls
Saudi Energy | SEC RFP - C001687717 | 901366556 | 3080 901366556 VALVE,GLOBE,4 INCH,4 INCH... | 3080 901366556 VALVE,GLOBE,4 INCH,4 INCH,CONN,#120T7676 | 1 | ALLRFPs\Saudi Energy\SEC RFP - C001687717\downloaded-rfp\SEC RFP - C001687717.xls
Saudi Energy | SEC RFP - C001687717 | 901366566 | 3090 901366566 VALVE,BALL,4 INCH,CONN,#1... | 3090 901366566 VALVE,BALL,4 INCH,CONN,#120T7676P0002 | 1 | ALLRFPs\Saudi Energy\SEC RFP - C001687717\downloaded-rfp\SEC RFP - C001687717.xls
Saudi Energy | SEC RFP - C001687717 | 901366567 | 3100 901366567 VALVE,BALL,2 INCH,CONN,#1... | 3100 901366567 VALVE,BALL,2 INCH,CONN,#120T7676P0004 | 1 | ALLRFPs\Saudi Energy\SEC RFP - C001687717\downloaded-rfp\SEC RFP - C001687717.xls
Saudi Energy | SEC RFP - C001687717 | 901367483 | 3110 901367483 GLD:CBL,RTD/TC GLAND ASSE... | 3110 901367483 GLD:CBL,RTD/TC GLAND ASSEMBLY FOR GENERA | 2 | ALLRFPs\Saudi Energy\SEC RFP - C001687717\downloaded-rfp\SEC RFP - C001687717.xls
Saudi Energy | SEC RFP - C001687717 | 901367617 | 3120 901367617 PLT:BULK NOUN | 3120 901367617 PLT:BULK NOUN | 3 | ALLRFPs\Saudi Energy\SEC RFP - C001687717\downloaded-rfp\SEC RFP - C001687717.xls
Saudi Energy | SEC RFP - C001687717 | 901367510 | 3130 901367510 GUN:CLKG | 3130 901367510 GUN:CLKG | 1 | ALLRFPs\Saudi Energy\SEC RFP - C001687717\downloaded-rfp\SEC RFP - C001687717.xls
Saudi Energy | SEC RFP - C001687717 | 901365716 | 3140 901365716 HOLDER,BULK NOUN:BRUSH HO... | 3140 901365716 HOLDER,BULK NOUN:BRUSH HOLDER ASSEMBLY | 4 | ALLRFPs\Saudi Energy\SEC RFP - C001687717\downloaded-rfp\SEC RFP - C001687717.xls
Saudi Energy | SEC RFP - C001687717 | 901367604 | 3150 901367604 KIT:BULK NOUN | 3150 901367604 KIT:BULK NOUN | 1 | ALLRFPs\Saudi Energy\SEC RFP - C001687717\downloaded-rfp\SEC RFP - C001687717.xls
Saudi Energy | SEC RFP - C001687717 | 901367545 | 3160 901367545 DEFLECTOR:FL | 3160 901367545 DEFLECTOR:FL | 2 | ALLRFPs\Saudi Energy\SEC RFP - C001687717\downloaded-rfp\SEC RFP - C001687717.xls
Saudi Energy | SEC RFP - C001687717 | 901367655 | 3170 901367655 SPRG:EXTN | 3170 901367655 SPRG:EXTN | 2 | ALLRFPs\Saudi Energy\SEC RFP - C001687717\downloaded-rfp\SEC RFP - C001687717.xls
Saudi Energy | SEC RFP - C001687717 | 901367584 | 3180 901367584 PIN:BULK NOUN | 3180 901367584 PIN:BULK NOUN | 1 | ALLRFPs\Saudi Energy\SEC RFP - C001687717\downloaded-rfp\SEC RFP - C001687717.xls
Saudi Energy | SEC RFP - C001687717 | 901367546 | 3190 901367546 DEFLECTOR:FL | 3190 901367546 DEFLECTOR:FL | 1 | ALLRFPs\Saudi Energy\SEC RFP - C001687717\downloaded-rfp\SEC RFP - C001687717.xls
Saudi Energy | SEC RFP - C001687717 | 901367585 | 3200 901367585 PIN:BULK NOUN | 3200 901367585 PIN:BULK NOUN | 2 | ALLRFPs\Saudi Energy\SEC RFP - C001687717\downloaded-rfp\SEC RFP - C001687717.xls
Saudi Energy | SEC RFP - C001687717 | 901365699 | 3210 901365699 GASKET,BULK NOUN:ACCESS C... | 3210 901365699 GASKET,BULK NOUN:ACCESS COVER GASKETS | 1 | ALLRFPs\Saudi Energy\SEC RFP - C001687717\downloaded-rfp\SEC RFP - C001687717.xls
Saudi Energy | SEC RFP - C001687717 | 901367494 | 3220 901367494 ASSY:BULK NOUN | 3220 901367494 ASSY:BULK NOUN | 8 | ALLRFPs\Saudi Energy\SEC RFP - C001687717\downloaded-rfp\SEC RFP - C001687717.xls
Saudi Energy | SEC RFP - C001687717 | 901367438 | 3230 901367438 ASSY:BULK NOUN | 3230 901367438 ASSY:BULK NOUN | 1 | ALLRFPs\Saudi Energy\SEC RFP - C001687717\downloaded-rfp\SEC RFP - C001687717.xls
Saudi Energy | SEC RFP - C001687717 | 901367540 | 3240 901367540 ASSY:BULK NOUN | 3240 901367540 ASSY:BULK NOUN | 1 | ALLRFPs\Saudi Energy\SEC RFP - C001687717\downloaded-rfp\SEC RFP - C001687717.xls
Saudi Energy | SEC RFP - C001687717 | 901367611 | 3250 901367611 CMPND:SEALING | 3250 901367611 CMPND:SEALING | 1 | ALLRFPs\Saudi Energy\SEC RFP - C001687717\downloaded-rfp\SEC RFP - C001687717.xls
Saudi Energy | SEC RFP - C001687717 | 901367625 | 3260 901367625 CMPND:SEALING | 3260 901367625 CMPND:SEALING | 1 | ALLRFPs\Saudi Energy\SEC RFP - C001687717\downloaded-rfp\SEC RFP - C001687717.xls
Saudi Energy | SEC RFP - C001687717 | 901367587 | 3270 901367587 PIN:BULK NOUN | 3270 901367587 PIN:BULK NOUN | 1 | ALLRFPs\Saudi Energy\SEC RFP - C001687717\downloaded-rfp\SEC RFP - C001687717.xls
Saudi Energy | SEC RFP - C001687717 | 901367649 | 3280 901367649 PIN:BULK NOUN | 3280 901367649 PIN:BULK NOUN | 2 | ALLRFPs\Saudi Energy\SEC RFP - C001687717\downloaded-rfp\SEC RFP - C001687717.xls
Saudi Energy | SEC RFP - C001687717 | 901367608 | 3290 901367608 KIT:BULK NOUN | 3290 901367608 KIT:BULK NOUN | 2 | ALLRFPs\Saudi Energy\SEC RFP - C001687717\downloaded-rfp\SEC RFP - C001687717.xls
Saudi Energy | SEC RFP - C001687717 | 901367609 | 3300 901367609 KIT:BULK NOUN | 3300 901367609 KIT:BULK NOUN | 1 | ALLRFPs\Saudi Energy\SEC RFP - C001687717\downloaded-rfp\SEC RFP - C001687717.xls
Saudi Energy | SEC RFP - C001687717 | 901367526 | 3310 901367526 STUD:DE | 3310 901367526 STUD:DE | 4 | ALLRFPs\Saudi Energy\SEC RFP - C001687717\downloaded-rfp\SEC RFP - C001687717.xls
Saudi Energy | SEC RFP - C001687717 | 901367497 | 3320 901367497 BLT:SHLDR | 3320 901367497 BLT:SHLDR | 4 | ALLRFPs\Saudi Energy\SEC RFP - C001687717\downloaded-rfp\SEC RFP - C001687717.xls
Saudi Energy | SEC RFP - C001687717 | 901367496 | 3330 901367496 BLT:SHLDR | 3330 901367496 BLT:SHLDR | 4 | ALLRFPs\Saudi Energy\SEC RFP - C001687717\downloaded-rfp\SEC RFP - C001687717.xls
Saudi Energy | SEC RFP - C001687717 | 901367525 | 3340 901367525 STUD:DE | 3340 901367525 STUD:DE | 4 | ALLRFPs\Saudi Energy\SEC RFP - C001687717\downloaded-rfp\SEC RFP - C001687717.xls
Saudi Energy | SEC RFP - C001687717 | 901367506 | 3350 901367506 WRN:BE | 3350 901367506 WRN:BE | 1 | ALLRFPs\Saudi Energy\SEC RFP - C001687717\downloaded-rfp\SEC RFP - C001687717.xls
Saudi Energy | SEC RFP - C001687717 | 901367505 | 3360 901367505 WRN:BE | 3360 901367505 WRN:BE | 2 | ALLRFPs\Saudi Energy\SEC RFP - C001687717\downloaded-rfp\SEC RFP - C001687717.xls
Saudi Energy | SEC RFP - C001687717 | 901367462 | 3370 901367462 WRN:BE | 3370 901367462 WRN:BE | 1 | ALLRFPs\Saudi Energy\SEC RFP - C001687717\downloaded-rfp\SEC RFP - C001687717.xls
Saudi Energy | SEC RFP - C001687717 | 901367446 | 3380 901367446 BLT:GUIDE | 3380 901367446 BLT:GUIDE | 2 | ALLRFPs\Saudi Energy\SEC RFP - C001687717\downloaded-rfp\SEC RFP - C001687717.xls
Saudi Energy | SEC RFP - C001687717 | 901367492 | 3390 901367492 BLT:GUIDE | 3390 901367492 BLT:GUIDE | 2 | ALLRFPs\Saudi Energy\SEC RFP - C001687717\downloaded-rfp\SEC RFP - C001687717.xls
Saudi Energy | SEC RFP - C001687717 | 901367491 | 3400 901367491 BLT:GUIDE | 3400 901367491 BLT:GUIDE | 2 | ALLRFPs\Saudi Energy\SEC RFP - C001687717\downloaded-rfp\SEC RFP - C001687717.xls
Saudi Energy | SEC RFP - C001687717 | 901367581 | 3410 901367581 RING:BULK NOUN | 3410 901367581 RING:BULK NOUN | 2 | ALLRFPs\Saudi Energy\SEC RFP - C001687717\downloaded-rfp\SEC RFP - C001687717.xls
Saudi Energy | SEC RFP - C001687717 | 901367541 | 3420 901367541 BELLOWS:BULK NOUN | 3420 901367541 BELLOWS:BULK NOUN | 2 | ALLRFPs\Saudi Energy\SEC RFP - C001687717\downloaded-rfp\SEC RFP - C001687717.xls
Saudi Energy | SEC RFP - C001687717 | 901367490 | 3430 901367490 BLT:GUIDE | 3430 901367490 BLT:GUIDE | 8 | ALLRFPs\Saudi Energy\SEC RFP - C001687717\downloaded-rfp\SEC RFP - C001687717.xls
Saudi Energy | SEC RFP - C001687717 | 901367569 | 3440 901367569 JACK:HYD | 3440 901367569 JACK:HYD | 3 | ALLRFPs\Saudi Energy\SEC RFP - C001687717\downloaded-rfp\SEC RFP - C001687717.xls
Saudi Energy | SEC RFP - C001687717 | 901367570 | 3450 901367570 JACK:HYD | 3450 901367570 JACK:HYD | 2 | ALLRFPs\Saudi Energy\SEC RFP - C001687717\downloaded-rfp\SEC RFP - C001687717.xls
Saudi Energy | SEC RFP - C001687717 | 901367586 | 3460 901367586 DEV:BULK NOUN | 3460 901367586 DEV:BULK NOUN | 2 | ALLRFPs\Saudi Energy\SEC RFP - C001687717\downloaded-rfp\SEC RFP - C001687717.xls
Saudi Energy | SEC RFP - C001687717 | 900381206 | 3470 900381206 SUPPORT,BULK NOUN:BOLTED,... | 3470 900381206 SUPPORT,BULK NOUN:BOLTED,CARBON STEEL,ST | 4 | ALLRFPs\Saudi Energy\SEC RFP - C001687717\downloaded-rfp\SEC RFP - C001687717.xls
Saudi Energy | SEC RFP - C001687717 | 901366568 | 3480 901366568 VALVE,GATE,1 INCH,TEMPERA... | 3480 901366568 VALVE,GATE,1 INCH,TEMPERATURE RATING,#12 | 1 | ALLRFPs\Saudi Energy\SEC RFP - C001687717\downloaded-rfp\SEC RFP - C001687717.xls
Saudi Energy | SEC RFP - C001687717 | 901366569 | 3490 901366569 VALVE,GATE,1.5 INCH,TEMPE... | 3490 901366569 VALVE,GATE,1.5 INCH,TEMPERATURE RATING | 1 | ALLRFPs\Saudi Energy\SEC RFP - C001687717\downloaded-rfp\SEC RFP - C001687717.xls
Saudi Energy | SEC RFP - C001687717 | 901366565 | 3500 901366565 CONTROL,BULK NOUN:STEAM T... | 3500 901366565 CONTROL,BULK NOUN:STEAM TURBINE/WATER SP | 1 | ALLRFPs\Saudi Energy\SEC RFP - C001687717\downloaded-rfp\SEC RFP - C001687717.xls
Saudi Energy | SEC RFP - C001687717 | 901366564 | 3510 901366564 CONTROL,BULK NOUN:PV02 TC... | 3510 901366564 CONTROL,BULK NOUN:PV02 TCV260 COOLING WA | 1 | ALLRFPs\Saudi Energy\SEC RFP - C001687717\downloaded-rfp\SEC RFP - C001687717.xls
Saudi Energy | SEC RFP - C001687717 | 901367404 | 3520 901367404 VLV:GLB | 3520 901367404 VLV:GLB | 1 | ALLRFPs\Saudi Energy\SEC RFP - C001687717\downloaded-rfp\SEC RFP - C001687717.xls
Saudi Energy | SEC RFP - C001687717 | 901367398 | 3530 901367398 VLV:GLB | 3530 901367398 VLV:GLB | 1 | ALLRFPs\Saudi Energy\SEC RFP - C001687717\downloaded-rfp\SEC RFP - C001687717.xls
Saudi Energy | SEC RFP - C001687717 | 901367394 | 3540 901367394 VLV:BTRFL | 3540 901367394 VLV:BTRFL | 2 | ALLRFPs\Saudi Energy\SEC RFP - C001687717\downloaded-rfp\SEC RFP - C001687717.xls
Saudi Energy | SEC RFP - C001687717 | 901367393 | 3550 901367393 VLV:BTRFL | 3550 901367393 VLV:BTRFL | 1 | ALLRFPs\Saudi Energy\SEC RFP - C001687717\downloaded-rfp\SEC RFP - C001687717.xls
Saudi Energy | SEC RFP - C001687717 | 901367397 | 3560 901367397 VLV:GLB | 3560 901367397 VLV:GLB | 1 | ALLRFPs\Saudi Energy\SEC RFP - C001687717\downloaded-rfp\SEC RFP - C001687717.xls
Saudi Energy | SEC RFP - C001687717 | 901367485 | 3570 901367485 GUARD:BULK NOUN | 3570 901367485 GUARD:BULK NOUN | 1 | ALLRFPs\Saudi Energy\SEC RFP - C001687717\downloaded-rfp\SEC RFP - C001687717.xls
Saudi Energy | SEC RFP - C001687717 | 901120871 | 3580 901120871 BOLT,EYE,THD,THDLG,#385A5... | 3580 901120871 BOLT,EYE,THD,THDLG,#385A5903P0016 | 4 | ALLRFPs\Saudi Energy\SEC RFP - C001687717\downloaded-rfp\SEC RFP - C001687717.xls
Saudi Energy | SEC RFP - C001687717 | 901120827 | 3590 901120827 SOCKET,WRN,DR,WELL | 3590 901120827 SOCKET,WRN,DR,WELL | 1 | ALLRFPs\Saudi Energy\SEC RFP - C001687717\downloaded-rfp\SEC RFP - C001687717.xls
Saudi Energy | SEC RFP - C001687717 | 901120878 | 3600 901120878 RING,BULK NOUN: | 3600 901120878 RING,BULK NOUN: | 2 | ALLRFPs\Saudi Energy\SEC RFP - C001687717\downloaded-rfp\SEC RFP - C001687717.xls
Saudi Energy | SEC RFP - C001687717 | 901366534 | 3610 901366534 KEY:SHAFT, | 3610 901366534 KEY:SHAFT, | 2 | ALLRFPs\Saudi Energy\SEC RFP - C001687717\downloaded-rfp\SEC RFP - C001687717.xls
Saudi Energy | SEC RFP - C001687717 | 901120823 | 3620 901120823 WRENCH,BOX END,LG | 3620 901120823 WRENCH,BOX END,LG | 1 | ALLRFPs\Saudi Energy\SEC RFP - C001687717\downloaded-rfp\SEC RFP - C001687717.xls
Saudi Energy | SEC RFP - C001687717 | 901366521 | 3630 901366521 PIN, | 3630 901366521 PIN, | 2 | ALLRFPs\Saudi Energy\SEC RFP - C001687717\downloaded-rfp\SEC RFP - C001687717.xls
Saudi Energy | SEC RFP - C001687717 | 901367527 | 3640 901367527 SCR:CAP | 3640 901367527 SCR:CAP | 6 | ALLRFPs\Saudi Energy\SEC RFP - C001687717\downloaded-rfp\SEC RFP - C001687717.xls
Saudi Energy | SEC RFP - C001687717 | 901120870 | 3650 901120870 BOLT,EYE,THD,THDLG,#385A5... | 3650 901120870 BOLT,EYE,THD,THDLG,#385A5903P0015 | 4 | ALLRFPs\Saudi Energy\SEC RFP - C001687717\downloaded-rfp\SEC RFP - C001687717.xls
Saudi Energy | SEC RFP - C001687717 | 901367613 | 3660 901367613 SCR:CAP | 3660 901367613 SCR:CAP | 72 | ALLRFPs\Saudi Energy\SEC RFP - C001687717\downloaded-rfp\SEC RFP - C001687717.xls
Saudi Energy | SEC RFP - C001687717 | 901367582 | 3670 901367582 WASHER:LK | 3670 901367582 WASHER:LK | 72 | ALLRFPs\Saudi Energy\SEC RFP - C001687717\downloaded-rfp\SEC RFP - C001687717.xls
Saudi Energy | SEC RFP - C001687717 | 901367642 | 3680 901367642 FTNG:BULK NOUN | 3680 901367642 FTNG:BULK NOUN | 2 | ALLRFPs\Saudi Energy\SEC RFP - C001687717\downloaded-rfp\SEC RFP - C001687717.xls
Saudi Energy | SEC RFP - C001687717 | 901367641 | 3690 901367641 FTNG:BULK NOUN | 3690 901367641 FTNG:BULK NOUN | 2 | ALLRFPs\Saudi Energy\SEC RFP - C001687717\downloaded-rfp\SEC RFP - C001687717.xls
Saudi Energy | SEC RFP - C001687717 | 901367414 | 3700 901367414 SCR:BAL | 3700 901367414 SCR:BAL | 4 | ALLRFPs\Saudi Energy\SEC RFP - C001687717\downloaded-rfp\SEC RFP - C001687717.xls
Saudi Energy | SEC RFP - C001687717 | 901120876 | 3710 901120876 RING,BULK NOUN: | 3710 901120876 RING,BULK NOUN: | 2 | ALLRFPs\Saudi Energy\SEC RFP - C001687717\downloaded-rfp\SEC RFP - C001687717.xls
Saudi Energy | SEC RFP - C001687717 | 901367392 | 3720 901367392 SCR:BAL | 3720 901367392 SCR:BAL | 4 | ALLRFPs\Saudi Energy\SEC RFP - C001687717\downloaded-rfp\SEC RFP - C001687717.xls
Saudi Energy | SEC RFP - C001687717 | 901367413 | 3730 901367413 SCR:BAL | 3730 901367413 SCR:BAL | 4 | ALLRFPs\Saudi Energy\SEC RFP - C001687717\downloaded-rfp\SEC RFP - C001687717.xls
Saudi Energy | SEC RFP - C001687717 | 901367544 | 3740 901367544 SCR:CAP | 3740 901367544 SCR:CAP | 4 | ALLRFPs\Saudi Energy\SEC RFP - C001687717\downloaded-rfp\SEC RFP - C001687717.xls
Saudi Energy | SEC RFP - C001687717 | 901367395 | 3750 901367395 WT:BAL | 3750 901367395 WT:BAL | 30 | ALLRFPs\Saudi Energy\SEC RFP - C001687717\downloaded-rfp\SEC RFP - C001687717.xls
Saudi Energy | SEC RFP - C001687717 | 901120877 | 3760 901120877 RING,BULK NOUN: | 3760 901120877 RING,BULK NOUN: | 2 | ALLRFPs\Saudi Energy\SEC RFP - C001687717\downloaded-rfp\SEC RFP - C001687717.xls
Saudi Energy | SEC RFP - C001687717 | 901122652 | 3770 901122652 COMPOUND,SEALING,#0659A91... | 3770 901122652 COMPOUND,SEALING,#0659A911P0077 | 12 | ALLRFPs\Saudi Energy\SEC RFP - C001687717\downloaded-rfp\SEC RFP - C001687717.xls
Saudi Energy | SEC RFP - C001687717 | 901366515 | 3780 901366515 PIN, | 3780 901366515 PIN, | 1 | ALLRFPs\Saudi Energy\SEC RFP - C001687717\downloaded-rfp\SEC RFP - C001687717.xls
Saudi Energy | SEC RFP - C001687717 | 901367417 | 3790 901367417 BLT:MACH | 3790 901367417 BLT:MACH | 4 | ALLRFPs\Saudi Energy\SEC RFP - C001687717\downloaded-rfp\SEC RFP - C001687717.xls
Saudi Energy | SEC RFP - C001687717 | 901367639 | 3800 901367639 PIN:BULK NOUN | 3800 901367639 PIN:BULK NOUN | 4 | ALLRFPs\Saudi Energy\SEC RFP - C001687717\downloaded-rfp\SEC RFP - C001687717.xls
Saudi Energy | SEC RFP - C001687717 | 901367631 | 3810 901367631 PIN:BULK NOUN | 3810 901367631 PIN:BULK NOUN | 4 | ALLRFPs\Saudi Energy\SEC RFP - C001687717\downloaded-rfp\SEC RFP - C001687717.xls
Saudi Energy | SEC RFP - C001687717 | 901367391 | 3820 901367391 BLT:MACH | 3820 901367391 BLT:MACH | 108 | ALLRFPs\Saudi Energy\SEC RFP - C001687717\downloaded-rfp\SEC RFP - C001687717.xls
Saudi Energy | SEC RFP - C001687717 | 901122644 | 3830 901122644 CHEMICAL:INORGANIC, | 3830 901122644 CHEMICAL:INORGANIC, | 4 | ALLRFPs\Saudi Energy\SEC RFP - C001687717\downloaded-rfp\SEC RFP - C001687717.xls
Saudi Energy | SEC RFP - C001687717 | 901367630 | 3840 901367630 SCR:CAP | 3840 901367630 SCR:CAP | 8 | ALLRFPs\Saudi Energy\SEC RFP - C001687717\downloaded-rfp\SEC RFP - C001687717.xls
Saudi Energy | SEC RFP - C001687717 | 901367473 | 3850 901367473 GSKT:SPRLWND | 3850 901367473 GSKT:SPRLWND | 4 | ALLRFPs\Saudi Energy\SEC RFP - C001687717\downloaded-rfp\SEC RFP - C001687717.xls
Saudi Energy | SEC RFP - C001687717 | 901120869 | 3860 901120869 BOLT,EYE,THD,THDLG,#385A5... | 3860 901120869 BOLT,EYE,THD,THDLG,#385A5903P0013 | 4 | ALLRFPs\Saudi Energy\SEC RFP - C001687717\downloaded-rfp\SEC RFP - C001687717.xls
Saudi Energy | SEC RFP - C001687717 | 901367421 | 3870 901367421 BLT:MACH | 3870 901367421 BLT:MACH | 8 | ALLRFPs\Saudi Energy\SEC RFP - C001687717\downloaded-rfp\SEC RFP - C001687717.xls
Saudi Energy | SEC RFP - C001687717 | 901367638 | 3880 901367638 SCR:CAP | 3880 901367638 SCR:CAP | 6 | ALLRFPs\Saudi Energy\SEC RFP - C001687717\downloaded-rfp\SEC RFP - C001687717.xls
Saudi Energy | SEC RFP - C001687717 | 901365700 | 3890 901365700 GASKET,BULK NOUN:GASKET | 3890 901365700 GASKET,BULK NOUN:GASKET | 2 | ALLRFPs\Saudi Energy\SEC RFP - C001687717\downloaded-rfp\SEC RFP - C001687717.xls
Saudi Energy | SEC RFP - C001687717 | 905942678 | 3900 905942678 WEIGHT:BALANCE,(12.6 MM X... | 3900 905942678 WEIGHT:BALANCE,(12.6 MM X 15.2 MM) WD X | 60 | ALLRFPs\Saudi Energy\SEC RFP - C001687717\downloaded-rfp\SEC RFP - C001687717.xls
Saudi Energy | SEC RFP - C001687717 | 901120845 | 3910 901120845 PLUG,BULK NOUN: | 3910 901120845 PLUG,BULK NOUN: | 40 | ALLRFPs\Saudi Energy\SEC RFP - C001687717\downloaded-rfp\SEC RFP - C001687717.xls
Saudi Energy | SEC RFP - C001687717 | 901367474 | 3920 901367474 GSKT:SPRLWND | 3920 901367474 GSKT:SPRLWND | 4 | ALLRFPs\Saudi Energy\SEC RFP - C001687717\downloaded-rfp\SEC RFP - C001687717.xls
Saudi Energy | SEC RFP - C001687717 | 901367618 | 3930 901367618 SCR:CAP | 3930 901367618 SCR:CAP | 4 | ALLRFPs\Saudi Energy\SEC RFP - C001687717\downloaded-rfp\SEC RFP - C001687717.xls
Saudi Energy | SEC RFP - C001687717 | 901367632 | 3940 901367632 SCR:CAP | 3940 901367632 SCR:CAP | 4 | ALLRFPs\Saudi Energy\SEC RFP - C001687717\downloaded-rfp\SEC RFP - C001687717.xls
Saudi Energy | SEC RFP - C001687717 | 901367382 | 3950 901367382 GL:BULK NOUN | 3950 901367382 GL:BULK NOUN | 4 | ALLRFPs\Saudi Energy\SEC RFP - C001687717\downloaded-rfp\SEC RFP - C001687717.xls
Saudi Energy | SEC RFP - C001687717 | 901367388 | 3960 901367388 RING:BULK NOUN | 3960 901367388 RING:BULK NOUN | 1 | ALLRFPs\Saudi Energy\SEC RFP - C001687717\downloaded-rfp\SEC RFP - C001687717.xls
Saudi Energy | SEC RFP - C001687717 | 901323346 | 3970 901323346 PIN, | 3970 901323346 PIN, | 2 | ALLRFPs\Saudi Energy\SEC RFP - C001687717\downloaded-rfp\SEC RFP - C001687717.xls
Saudi Energy | SEC RFP - C001687717 | 901120868 | 3980 901120868 BOLT,EYE,THD,THDLG,#385A5... | 3980 901120868 BOLT,EYE,THD,THDLG,#385A5903P0012 | 4 | ALLRFPs\Saudi Energy\SEC RFP - C001687717\downloaded-rfp\SEC RFP - C001687717.xls
Saudi Energy | SEC RFP - C001687717 | 901367472 | 3990 901367472 STUD:PIN | 3990 901367472 STUD:PIN | 12 | ALLRFPs\Saudi Energy\SEC RFP - C001687717\downloaded-rfp\SEC RFP - C001687717.xls
Saudi Energy | SEC RFP - C001687717 | 901367634 | 4000 901367634 SCR:CAP | 4000 901367634 SCR:CAP | 12 | ALLRFPs\Saudi Energy\SEC RFP - C001687717\downloaded-rfp\SEC RFP - C001687717.xls
Saudi Energy | SEC RFP - C001687717 | 901367420 | 4010 901367420 NUT:HEX | 4010 901367420 NUT:HEX | 12 | ALLRFPs\Saudi Energy\SEC RFP - C001687717\downloaded-rfp\SEC RFP - C001687717.xls
Saudi Energy | SEC RFP - C001687717 | 901367633 | 4020 901367633 SCR:CAP | 4020 901367633 SCR:CAP | 12 | ALLRFPs\Saudi Energy\SEC RFP - C001687717\downloaded-rfp\SEC RFP - C001687717.xls
Saudi Energy | SEC RFP - C001687717 | 901365692 | 4030 901365692 GASKET,BULK NOUN:GASKET S... | 4030 901365692 GASKET,BULK NOUN:GASKET SPIRAL WOUND NON | 6 | ALLRFPs\Saudi Energy\SEC RFP - C001687717\downloaded-rfp\SEC RFP - C001687717.xls
Saudi Energy | SEC RFP - C001687717 | 901120909 | 4040 901120909 GASKET,BULK NOUN: | 4040 901120909 GASKET,BULK NOUN: | 2 | ALLRFPs\Saudi Energy\SEC RFP - C001687717\downloaded-rfp\SEC RFP - C001687717.xls
Saudi Energy | SEC RFP - C001687717 | 901120815 | 4050 901120815 WRENCH,BOX END,LG | 4050 901120815 WRENCH,BOX END,LG | 1 | ALLRFPs\Saudi Energy\SEC RFP - C001687717\downloaded-rfp\SEC RFP - C001687717.xls
Saudi Energy | SEC RFP - C001687717 | 905600324 | 4060 905600324 COMPOUND,SEALING,RED,50 M... | 4060 905600324 COMPOUND,SEALING,RED,50 ML BOTTLE,#57735 | 4 | ALLRFPs\Saudi Energy\SEC RFP - C001687717\downloaded-rfp\SEC RFP - C001687717.xls
Saudi Energy | SEC RFP - C001687717 | 901112316 | 4070 901112316 VALVE,NDL,SSTL,1/4 IN,100... | 4070 901112316 VALVE,NDL,SSTL,1/4 IN,1000 LB,#HA0010P01 | 1 | ALLRFPs\Saudi Energy\SEC RFP - C001687717\downloaded-rfp\SEC RFP - C001687717.xls
Saudi Energy | SEC RFP - C001687717 | 901111359 | 4080 901111359 VALVE,BALL,#383A8416P0024 | 4080 901111359 VALVE,BALL,#383A8416P0024 | 1 | ALLRFPs\Saudi Energy\SEC RFP - C001687717\downloaded-rfp\SEC RFP - C001687717.xls
Saudi Energy | SEC RFP - C001687717 | 901111360 | 4090 901111360 VALVE,BALL,ON OFF TYPE,#3... | 4090 901111360 VALVE,BALL,ON OFF TYPE,#383A8416P0025 | 1 | ALLRFPs\Saudi Energy\SEC RFP - C001687717\downloaded-rfp\SEC RFP - C001687717.xls
Saudi Energy | SEC RFP - C001687717 | 901111361 | 4100 901111361 VALVE,BALL,ON OFF TYPE,#3... | 4100 901111361 VALVE,BALL,ON OFF TYPE,#383A8416P0125 | 1 | ALLRFPs\Saudi Energy\SEC RFP - C001687717\downloaded-rfp\SEC RFP - C001687717.xls
Saudi Energy | SEC RFP - C001687717 | 901365206 | 4110 901365206 FILTER,OIL,SYNTHETIC (ANT... | 4110 901365206 FILTER,OIL,SYNTHETIC (ANTISTATIC),#38700 | 4 | ALLRFPs\Saudi Energy\SEC RFP - C001687717\downloaded-rfp\SEC RFP - C001687717.xls
Saudi Energy | SEC RFP - C001687717 | 901366494 | 4120 901366494 BOLT,MACH,#NBT403026P1231 | 4120 901366494 BOLT,MACH,#NBT403026P1231 | 6 | ALLRFPs\Saudi Energy\SEC RFP - C001687717\downloaded-rfp\SEC RFP - C001687717.xls
Saudi Energy | SEC RFP - C001687717 | 901367366 | 4130 901367366 O-RING:BULK NOUN | 4130 901367366 O-RING:BULK NOUN | 2 | ALLRFPs\Saudi Energy\SEC RFP - C001687717\downloaded-rfp\SEC RFP - C001687717.xls
Saudi Energy | SEC RFP - C001687717 | 901367471 | 4140 901367471 GSKT:FLANGE, NON-SPIRAL | 4140 901367471 GSKT:FLANGE, NON-SPIRAL | 4 | ALLRFPs\Saudi Energy\SEC RFP - C001687717\downloaded-rfp\SEC RFP - C001687717.xls
Saudi Energy | SEC RFP - C001687717 | 901365730 | 4150 901365730 PLATE,BULK NOUN:SPLH FANB... | 4150 901365730 PLATE,BULK NOUN:SPLH FANBLADE LOCK PLATE | 72 | ALLRFPs\Saudi Energy\SEC RFP - C001687717\downloaded-rfp\SEC RFP - C001687717.xls
Saudi Energy | SEC RFP - C001687717 | 901365636 | 4160 901365636 BOLT,ANCHOR,DIA,LG,#N22MP... | 4160 901365636 BOLT,ANCHOR,DIA,LG,#N22MP33032 | 15 | ALLRFPs\Saudi Energy\SEC RFP - C001687717\downloaded-rfp\SEC RFP - C001687717.xls
Saudi Energy | SEC RFP - C001687717 | 901365691 | 4170 901365691 GASKET,BULK NOUN:GASKET S... | 4170 901365691 GASKET,BULK NOUN:GASKET SPIRAL WOUND NON | 6 | ALLRFPs\Saudi Energy\SEC RFP - C001687717\downloaded-rfp\SEC RFP - C001687717.xls
Saudi Energy | SEC RFP - C001687717 | 901365679 | 4180 901365679 GASKET,BULK NOUN:GASKET, ... | 4180 901365679 GASKET,BULK NOUN:GASKET, SPIRAL WOUND | 6 | ALLRFPs\Saudi Energy\SEC RFP - C001687717\downloaded-rfp\SEC RFP - C001687717.xls
Saudi Energy | SEC RFP - C001687717 | 901366514 | 4190 901366514 WASHER,FLAT,#NB336850P414... | 4190 901366514 WASHER,FLAT,#NB336850P4144 | 12 | ALLRFPs\Saudi Energy\SEC RFP - C001687717\downloaded-rfp\SEC RFP - C001687717.xls
Saudi Energy | SEC RFP - C001687717 | 902012867 | 4200 902012867 GASKET,PIPING ARRANGEMENT... | 4200 902012867 GASKET,PIPING ARRANGEMENT,SPIRAL WOUND,C | 4 | ALLRFPs\Saudi Energy\SEC RFP - C001687717\downloaded-rfp\SEC RFP - C001687717.xls
Saudi Energy | SEC RFP - C001687717 | 901122614 | 4210 901122614 ADAPTER, | 4210 901122614 ADAPTER, | 4 | ALLRFPs\Saudi Energy\SEC RFP - C001687717\downloaded-rfp\SEC RFP - C001687717.xls
Saudi Energy | SEC RFP - C001687717 | 901365694 | 4220 901365694 GASKET,BULK NOUN:GASKET, ... | 4220 901365694 GASKET,BULK NOUN:GASKET, SPIRAL WOUND | 4 | ALLRFPs\Saudi Energy\SEC RFP - C001687717\downloaded-rfp\SEC RFP - C001687717.xls
Saudi Energy | SEC RFP - C001687717 | 901365752 | 4230 901365752 SCREW,CAP,DIA,LG,HD,#N170... | 4230 901365752 SCREW,CAP,DIA,LG,HD,#N170P21014B | 20 | ALLRFPs\Saudi Energy\SEC RFP - C001687717\downloaded-rfp\SEC RFP - C001687717.xls
Saudi Energy | SEC RFP - C001687717 | 901122701 | 4240 901122701 SCREW,MACH,#N60HP35036 | 4240 901122701 SCREW,MACH,#N60HP35036 | 12 | ALLRFPs\Saudi Energy\SEC RFP - C001687717\downloaded-rfp\SEC RFP - C001687717.xls
Saudi Energy | SEC RFP - C001687717 | 901103496 | 4250 901103496 MATERIAL, | 4250 901103496 MATERIAL, | 12 | ALLRFPs\Saudi Energy\SEC RFP - C001687717\downloaded-rfp\SEC RFP - C001687717.xls
Saudi Energy | SEC RFP - C001687717 | 901365487 | 4260 901365487 O-RING,BULK NOUN:O RING (... | 4260 901365487 O-RING,BULK NOUN:O RING (VITON) | 6 | ALLRFPs\Saudi Energy\SEC RFP - C001687717\downloaded-rfp\SEC RFP - C001687717.xls
Saudi Energy | SEC RFP - C001687717 | 901365760 | 4270 901365760 SCREW,CAP,DIA,LG,HD,#N60H... | 4270 901365760 SCREW,CAP,DIA,LG,HD,#N60HP29028 | 62 | ALLRFPs\Saudi Energy\SEC RFP - C001687717\downloaded-rfp\SEC RFP - C001687717.xls
Saudi Energy | SEC RFP - C001687717 | 901367579 | 4280 901367579 PIN:BULK NOUN | 4280 901367579 PIN:BULK NOUN | 2 | ALLRFPs\Saudi Energy\SEC RFP - C001687717\downloaded-rfp\SEC RFP - C001687717.xls
Saudi Energy | SEC RFP - C001687717 | 901367553 | 4290 901367553 SPACER:BULK NOUN | 4290 901367553 SPACER:BULK NOUN | 4 | ALLRFPs\Saudi Energy\SEC RFP - C001687717\downloaded-rfp\SEC RFP - C001687717.xls
Saudi Energy | SEC RFP - C001687717 | 901367542 | 4300 901367542 SPACER:BULK NOUN | 4300 901367542 SPACER:BULK NOUN | 4 | ALLRFPs\Saudi Energy\SEC RFP - C001687717\downloaded-rfp\SEC RFP - C001687717.xls
Saudi Energy | SEC RFP - C001687717 | 901367580 | 4310 901367580 PIN:BULK NOUN | 4310 901367580 PIN:BULK NOUN | 2 | ALLRFPs\Saudi Energy\SEC RFP - C001687717\downloaded-rfp\SEC RFP - C001687717.xls
Saudi Energy | SEC RFP - C001687717 | 901320743 | 4320 901320743 NUT,CAP,STL,12.50 MM DIA,... | 4320 901320743 NUT,CAP,STL,12.50 MM DIA,6.12 MM HT,#N21 | 2 | ALLRFPs\Saudi Energy\SEC RFP - C001687717\downloaded-rfp\SEC RFP - C001687717.xls
Saudi Energy | SEC RFP - C001687717 | 901365772 | 4330 901365772 SCREW,CAP,DIA,LG,HD,#N170... | 4330 901365772 SCREW,CAP,DIA,LG,HD,#N170P23028B | 10 | ALLRFPs\Saudi Energy\SEC RFP - C001687717\downloaded-rfp\SEC RFP - C001687717.xls
Saudi Energy | SEC RFP - C001687717 | 901122736 | 4340 901122736 WASHER,LOCK,#N405P45B | 4340 901122736 WASHER,LOCK,#N405P45B | 16 | ALLRFPs\Saudi Energy\SEC RFP - C001687717\downloaded-rfp\SEC RFP - C001687717.xls
Saudi Energy | SEC RFP - C001687717 | 905641043 | 4350 905641043 INDICATOR:DEFLECTION,0.00... | 4350 905641043 INDICATOR:DEFLECTION,0.001 IN,ASME B89.1 | 1 | ALLRFPs\Saudi Energy\SEC RFP - C001687717\downloaded-rfp\SEC RFP - C001687717.xls
Saudi Energy | SEC RFP - C001687717 | 901123215 | 4360 901123215 KEY:LOCK,CRV VALVE,****,S... | 4360 901123215 KEY:LOCK,CRV VALVE,****,STL,ECR0037050 | 2 | ALLRFPs\Saudi Energy\SEC RFP - C001687717\downloaded-rfp\SEC RFP - C001687717.xls
Saudi Energy | SEC RFP - C001687717 | 901366485 | 4370 901366485 BOLT,MACH,#U627P310L0431 | 4370 901366485 BOLT,MACH,#U627P310L0431 | 8 | ALLRFPs\Saudi Energy\SEC RFP - C001687717\downloaded-rfp\SEC RFP - C001687717.xls
Saudi Energy | SEC RFP - C001687717 | 901366491 | 4380 901366491 WASHER:THRUST, | 4380 901366491 WASHER:THRUST, | 18 | ALLRFPs\Saudi Energy\SEC RFP - C001687717\downloaded-rfp\SEC RFP - C001687717.xls
Saudi Energy | SEC RFP - C001687717 | 901366490 | 4390 901366490 SHIM:CLEARANCE ADJUSTING, | 4390 901366490 SHIM:CLEARANCE ADJUSTING, | 8 | ALLRFPs\Saudi Energy\SEC RFP - C001687717\downloaded-rfp\SEC RFP - C001687717.xls
Saudi Energy | SEC RFP - C001687717 | 901122642 | 4400 901122642 CHEMICAL:INORGANIC, | 4400 901122642 CHEMICAL:INORGANIC, | 4 | ALLRFPs\Saudi Energy\SEC RFP - C001687717\downloaded-rfp\SEC RFP - C001687717.xls
Saudi Energy | SEC RFP - C001687717 | 901365412 | 4410 901365412 GASKET SET:BULK NOUN | 4410 901365412 GASKET SET:BULK NOUN | 1 | ALLRFPs\Saudi Energy\SEC RFP - C001687717\downloaded-rfp\SEC RFP - C001687717.xls
Saudi Energy | SEC RFP - C001687717 | 901120819 | 4420 901120819 WRENCH,BOX END,LG | 4420 901120819 WRENCH,BOX END,LG | 1 | ALLRFPs\Saudi Energy\SEC RFP - C001687717\downloaded-rfp\SEC RFP - C001687717.xls
Saudi Energy | SEC RFP - C001687717 | 901367555 | 4430 901367555 PLT:BULK NOUN | 4430 901367555 PLT:BULK NOUN | 24 | ALLRFPs\Saudi Energy\SEC RFP - C001687717\downloaded-rfp\SEC RFP - C001687717.xls
Saudi Energy | SEC RFP - C001687717 | 901367449 | 4440 901367449 SCR:CAP | 4440 901367449 SCR:CAP | 24 | ALLRFPs\Saudi Energy\SEC RFP - C001687717\downloaded-rfp\SEC RFP - C001687717.xls
Saudi Energy | SEC RFP - C001687717 | 901120875 | 4450 901120875 RING,BULK NOUN: | 4450 901120875 RING,BULK NOUN: | 2 | ALLRFPs\Saudi Energy\SEC RFP - C001687717\downloaded-rfp\SEC RFP - C001687717.xls
Saudi Energy | SEC RFP - C001687717 | 901367448 | 4460 901367448 SCR:CAP | 4460 901367448 SCR:CAP | 144 | ALLRFPs\Saudi Energy\SEC RFP - C001687717\downloaded-rfp\SEC RFP - C001687717.xls
Saudi Energy | SEC RFP - C001687717 | 901367607 | 4470 901367607 WASHER:FLAT | 4470 901367607 WASHER:FLAT | 144 | ALLRFPs\Saudi Energy\SEC RFP - C001687717\downloaded-rfp\SEC RFP - C001687717.xls
Saudi Energy | SEC RFP - C001687717 | 901367603 | 4480 901367603 WASHER:FLAT | 4480 901367603 WASHER:FLAT | 144 | ALLRFPs\Saudi Energy\SEC RFP - C001687717\downloaded-rfp\SEC RFP - C001687717.xls
Saudi Energy | SEC RFP - C001687717 | 901367493 | 4490 901367493 WRN:OE | 4490 901367493 WRN:OE | 1 | ALLRFPs\Saudi Energy\SEC RFP - C001687717\downloaded-rfp\SEC RFP - C001687717.xls
Saudi Energy | SEC RFP - C001687717 | 901367495 | 4500 901367495 WRN:OE | 4500 901367495 WRN:OE | 1 | ALLRFPs\Saudi Energy\SEC RFP - C001687717\downloaded-rfp\SEC RFP - C001687717.xls
Saudi Energy | SEC RFP - C001690366 | 901212633 | 10 901212633 CABLE:IGNITION,10 M LG,RB... | 10 901212633 CABLE:IGNITION,10 M LG,RBR BRAIDED STL,S | 4 | ALLRFPs\Saudi Energy\SEC RFP - C001690366\downloaded-rfp\SEC RFP - C001690366.xls
Saudi Energy | SEC RFP - C001692790 | 903103330 | 10 903103330 CABLE,FBROPT,MULTI MODE,#... | 10 903103330 CABLE,FBROPT,MULTI MODE,#SY1051032 | 10 | ALLRFPs\Saudi Energy\SEC RFP - C001692790\downloaded-rfp\SEC RFP - C001692790.xls
Saudi Energy | SEC RFP - C001695848 | 903300945 | 10 903300945 CONDUCTOR:ELECTRICAL,COPP... | 10 903300945 CONDUCTOR:ELECTRICAL,COPPER CLAD STEEL,7 | 9,843 | ALLRFPs\Saudi Energy\SEC RFP - C001695848\downloaded-rfp\SEC RFP - C001695848.xls
Saudi Energy | SEC RFP - C001697262 | 905757809 | 10 905757809 CABLE,ELEC,CU,XLPE,500SQM... | 10 905757809 CABLE,ELEC,CU,XLPE,500SQMM,1,#150010TXF | 14,000 | ALLRFPs\Saudi Energy\SEC RFP - C001697262\downloaded-rfp\SEC RFP - C001697262.xls
Saudi Energy | SEC RFP - C001699355 | 905705454 | 10 905705454 ANGLE,STRUCTURAL,4 IN X 3... | 10 905705454 ANGLE,STRUCTURAL,4 IN X 3 IN,20 FT,3/8 I | 200 | ALLRFPs\Saudi Energy\SEC RFP - C001699355\downloaded-rfp\SEC RFP - C001699355.xls
Saudi Energy | SEC RFP - C001699852 | 905775556 | 10 905775556 CABLE,ELEC,CU,XLPE,300SQM... | 10 905775556 CABLE,ELEC,CU,XLPE,300SQMM,1,#ENH126K126 | 1,000 | ALLRFPs\Saudi Energy\SEC RFP - C001699852\downloaded-rfp\SEC RFP - C001699852.xls
Saudi Energy | SEC RFP - C001701644 | 903489539 | 10 903489539 CABLE,ELEC,CU,#CLASS51CX9... | 10 903489539 CABLE,ELEC,CU,#CLASS51CX95SQMM | 500 | ALLRFPs\Saudi Energy\SEC RFP - C001701644\downloaded-rfp\SEC RFP - C001701644.xls
Saudi Energy | SEC RFP - C001707368 | 905902407 | 10 905902407 CABLE:IGNITION,14 MM DIA ... | 10 905902407 CABLE:IGNITION,14 MM DIA X 800 MM LG,25 | 17 | ALLRFPs\Saudi Energy\SEC RFP - C001707368\downloaded-rfp\SEC RFP - C001707368.xls
Saudi Energy | SEC RFP - C001712845 | 905704365 | 10 905704365 RAG:CLEANING,40 KG PER BA... | 10 905704365 RAG:CLEANING,40 KG PER BALE,PURE COTTON, | 10 | ALLRFPs\Saudi Energy\SEC RFP - C001712845\downloaded-rfp\SEC RFP - C001712845.xls
Saudi Energy | SEC RFP - C001712845 | 905705454 | 20 905705454 ANGLE,STRUCTURAL,4 IN X 3... | 20 905705454 ANGLE,STRUCTURAL,4 IN X 3 IN,20 FT,3/8 I | 240 | ALLRFPs\Saudi Energy\SEC RFP - C001712845\downloaded-rfp\SEC RFP - C001712845.xls
Saudi Energy | SEC RFP - C001712845 | 905923184 | 30 905923184 LUBRICANT:ANTI-FRICTION,P... | 30 905923184 LUBRICANT:ANTI-FRICTION,PASTE,2.5 LB,COL | 100 | ALLRFPs\Saudi Energy\SEC RFP - C001712845\downloaded-rfp\SEC RFP - C001712845.xls
Saudi Energy | SEC RFP - C001725054 | 905705538 | 10 905705538 SPLICE KIT:CABLE,HEAT SHR... | 10 905705538 SPLICE KIT:CABLE,HEAT SHRINK ,STRAIGHT , | 800 | ALLRFPs\Saudi Energy\SEC RFP - C001725054\downloaded-rfp\SEC RFP - C001725054.xls
Saudi Energy | SEC RFP - C001725055 | 905933805 | 10 905933805 METERING UNIT,15K V,3 P,3... | 10 905933805 METERING UNIT,15K V,3 P,3 W W,200A,#8DH1 | 4 | ALLRFPs\Saudi Energy\SEC RFP - C001725055\downloaded-rfp\SEC RFP - C001725055.xls
Saudi Energy | SEC RFP - C001725057 | 909110382 | 10 909110382 CONDUCTOR,ELECTRICAL:PENG... | 10 909110382 CONDUCTOR,ELECTRICAL:PENGUIN,ACSR/AW,120 | 1,000 | ALLRFPs\Saudi Energy\SEC RFP - C001725057\downloaded-rfp\SEC RFP - C001725057.xls
Saudi Energy | SEC RFP - C001746792 | 909104983 | 10 909104983 CABLE,ELEC,COOPER,EPR,120... | 10 909104983 CABLE,ELEC,COOPER,EPR,120SQMM,1 C,#H07RN | 1,000 | ALLRFPs\Saudi Energy\SEC RFP - C001746792\downloaded-rfp\SEC RFP - C001746792.xls
Saudi Energy | SEC RFP - C001746792 | 909104984 | 20 909104984 CABLE,ELEC,CU,EPR,1 X 185... | 20 909104984 CABLE,ELEC,CU,EPR,1 X 185 SQMM,1 C,#H07R | 2,000 | ALLRFPs\Saudi Energy\SEC RFP - C001746792\downloaded-rfp\SEC RFP - C001746792.xls
Saudi Energy | SEC RFP - C001746792 | 905849618 | 30 905849618 CABLE,ELEC,CU,240SQMM,1,S... | 30 905849618 CABLE,ELEC,CU,240SQMM,1,STRAND | 1,500 | ALLRFPs\Saudi Energy\SEC RFP - C001746792\downloaded-rfp\SEC RFP - C001746792.xls
Saudi Energy | SEC RFP - C001752937 | 909104983 | 10 909104983 CABLE,ELEC,COOPER,EPR,120... | 10 909104983 CABLE,ELEC,COOPER,EPR,120SQMM,1 C,#H07RN | 1,000 | ALLRFPs\Saudi Energy\SEC RFP - C001752937\downloaded-rfp\SEC RFP - C001752937.xls
Saudi Energy | SEC RFP - C001752937 | 909104984 | 20 909104984 CABLE,ELEC,CU,EPR,1 X 185... | 20 909104984 CABLE,ELEC,CU,EPR,1 X 185 SQMM,1 C,#H07R | 2,000 | ALLRFPs\Saudi Energy\SEC RFP - C001752937\downloaded-rfp\SEC RFP - C001752937.xls
Saudi Energy | SEC RFP - C001753801 | 909302866 | 10 909302866 ELEMENT,AIR FILTERATION,9... | 10 909302866 ELEMENT,AIR FILTERATION,99.7 PERCENT,6.5 | 6 | ALLRFPs\Saudi Energy\SEC RFP - C001753801\downloaded-rfp\SEC RFP - C001753801.xls
Saudi Energy | SEC RFP - C001753801 | 901324030 | 20 901324030 BREAKER,CRCT,AIR,12 KV KV... | 20 901324030 BREAKER,CRCT,AIR,12 KV KV,3 (4 POLE) P | 2 | ALLRFPs\Saudi Energy\SEC RFP - C001753801\downloaded-rfp\SEC RFP - C001753801.xls
Saudi Energy | SEC RFP - C001753801 | 905696619 | 30 905696619 FLASK:LABORATORY,100 ML,C... | 30 905696619 FLASK:LABORATORY,100 ML,CONICAL | 20 | ALLRFPs\Saudi Energy\SEC RFP - C001753801\downloaded-rfp\SEC RFP - C001753801.xls
Saudi Energy | SEC RFP - C001753801 | 909300617 | 40 909300617 FILTER,OIL,CELLULOSE SETE... | 40 909300617 FILTER,OIL,CELLULOSE SETERS MEMBRANE | 10 | ALLRFPs\Saudi Energy\SEC RFP - C001753801\downloaded-rfp\SEC RFP - C001753801.xls
Saudi Energy | SEC RFP - C001753801 | 909304180 | 50 909304180 FILTER:GAS,10 IN (CONICAL... | 50 909304180 FILTER:GAS,10 IN (CONICAL),MIXTURE OF CO | 4 | ALLRFPs\Saudi Energy\SEC RFP - C001753801\downloaded-rfp\SEC RFP - C001753801.xls
Saudi Energy | SEC RFP - C001753801 | 909304181 | 60 909304181 FILTER:GAS,10 IN (CONICAL... | 60 909304181 FILTER:GAS,10 IN (CONICAL),MIXTURE OF CR | 4 | ALLRFPs\Saudi Energy\SEC RFP - C001753801\downloaded-rfp\SEC RFP - C001753801.xls
Saudi Energy | SEC RFP - C001753801 | 909304182 | 70 909304182 FILTER:GAS,10 IN (CONICAL... | 70 909304182 FILTER:GAS,10 IN (CONICAL),CARBON BEEDS | 8 | ALLRFPs\Saudi Energy\SEC RFP - C001753801\downloaded-rfp\SEC RFP - C001753801.xls
Saudi Energy | SEC RFP - C001753801 | 909410389 | 80 909410389 COLUMN,PROC,CLEAR TINT GL... | 80 909410389 COLUMN,PROC,CLEAR TINT GLASS,#19095PQ04P | 2 | ALLRFPs\Saudi Energy\SEC RFP - C001753801\downloaded-rfp\SEC RFP - C001753801.xls
Saudi Energy | SEC RFP - C001753801 | 909505347 | 90 909505347 VISCOMETER:LAB | 90 909505347 VISCOMETER:LAB | 10 | ALLRFPs\Saudi Energy\SEC RFP - C001753801\downloaded-rfp\SEC RFP - C001753801.xls
Saudi Energy | SEC RFP - C001753801 | 909505348 | 100 909505348 VISCOMETER:LAB | 100 909505348 VISCOMETER:LAB | 5 | ALLRFPs\Saudi Energy\SEC RFP - C001753801\downloaded-rfp\SEC RFP - C001753801.xls
Saudi Energy | SEC RFP - C001753801 | 901330150 | 110 901330150 COLUMN,PROC,CLEAR TINT GL... | 110 901330150 COLUMN,PROC,CLEAR TINT GLASS,#19095PMS0 | 2 | ALLRFPs\Saudi Energy\SEC RFP - C001753801\downloaded-rfp\SEC RFP - C001753801.xls
Saudi Energy | SEC RFP - C001753801 | 905835735 | 120 905835735 BOTTLE,NARROW MOUTH BOSTO... | 120 905835735 BOTTLE,NARROW MOUTH BOSTON ROUND BOTTLE | 200 | ALLRFPs\Saudi Energy\SEC RFP - C001753801\downloaded-rfp\SEC RFP - C001753801.xls
Saudi Energy | SEC RFP - C001753801 | 901304587 | 130 901304587 STUD:PIN,3/4 IN DIA,4 IN ... | 130 901304587 STUD:PIN,3/4 IN DIA,4 IN LG,10 TPI,2 IN | 500 | ALLRFPs\Saudi Energy\SEC RFP - C001753801\downloaded-rfp\SEC RFP - C001753801.xls
Saudi Energy | SEC RFP - C001753801 | 901102672 | 140 901102672 STUD,ALL-THREAD,SSTL,14MM... | 140 901102672 STUD,ALL-THREAD,SSTL,14MM DIA,2 MM,#HAG5 | 250 | ALLRFPs\Saudi Energy\SEC RFP - C001753801\downloaded-rfp\SEC RFP - C001753801.xls
Saudi Energy | SEC RFP - C001753801 | 901102668 | 150 901102668 STUD,ALL-THREAD,ZINC PLAT... | 150 901102668 STUD,ALL-THREAD,ZINC PLATED STL,#530343 | 150 | ALLRFPs\Saudi Energy\SEC RFP - C001753801\downloaded-rfp\SEC RFP - C001753801.xls
Saudi Energy | SEC RFP - C001753801 | 909104947 | 160 909104947 BUFFER:MECHANICAL,INSTRUM... | 160 909104947 BUFFER:MECHANICAL,INSTRUMENT AND SERVICE | 5 | ALLRFPs\Saudi Energy\SEC RFP - C001753801\downloaded-rfp\SEC RFP - C001753801.xls
Saudi Energy | SEC RFP - C001753801 | 909300907 | 170 909300907 COVER,STEAM TURBINE, CRV ... | 170 909300907 COVER,STEAM TURBINE, CRV VALVE ;NUT COVE | 6 | ALLRFPs\Saudi Energy\SEC RFP - C001753801\downloaded-rfp\SEC RFP - C001753801.xls
Saudi Energy | SEC RFP - C001753801 | 901300355 | 180 901300355 WEIGHT:BALANCE,22.5/12 MM... | 180 901300355 WEIGHT:BALANCE,22.5/12 MM WD X 18.5 MM L | 30 | ALLRFPs\Saudi Energy\SEC RFP - C001753801\downloaded-rfp\SEC RFP - C001753801.xls
Saudi Energy | SEC RFP - C001753801 | 901300431 | 190 901300431 WEIGHT:BALANCE,52 MM LG,S... | 190 901300431 WEIGHT:BALANCE,52 MM LG,STL | 30 | ALLRFPs\Saudi Energy\SEC RFP - C001753801\downloaded-rfp\SEC RFP - C001753801.xls
Saudi Energy | SEC RFP - C001753801 | 901300354 | 200 901300354 WEIGHT:BALANCE,15.5 MM WD... | 200 901300354 WEIGHT:BALANCE,15.5 MM WD X 25/19.5 MM L | 60 | ALLRFPs\Saudi Energy\SEC RFP - C001753801\downloaded-rfp\SEC RFP - C001753801.xls
Saudi Energy | SEC RFP - C001753801 | 901300353 | 210 901300353 WEIGHT:BALANCE,25 MM WD X... | 210 901300353 WEIGHT:BALANCE,25 MM WD X 51.5/38 MM LG | 30 | ALLRFPs\Saudi Energy\SEC RFP - C001753801\downloaded-rfp\SEC RFP - C001753801.xls
Saudi Energy | SEC RFP - C001753801 | 901304330 | 220 901304330 OILER:UTILITY,PUMPING,ACR... | 220 901304330 OILER:UTILITY,PUMPING,ACRYL, ZDC,CONSTAN | 2 | ALLRFPs\Saudi Energy\SEC RFP - C001753801\downloaded-rfp\SEC RFP - C001753801.xls
Saudi Energy | SEC RFP - C001753801 | 909301302 | 230 909301302 MUFFLER,EXHAUST MUFFLER F... | 230 909301302 MUFFLER,EXHAUST MUFFLER FOR AIR COMPRESS | 10 | ALLRFPs\Saudi Energy\SEC RFP - C001753801\downloaded-rfp\SEC RFP - C001753801.xls
Saudi Energy | SEC RFP - C001753801 | 905833331 | 240 905833331 KIT,TRANFORMER,INSTALLATI... | 240 905833331 KIT,TRANFORMER,INSTALLATION,GASKETS,CE, | 2 | ALLRFPs\Saudi Energy\SEC RFP - C001753801\downloaded-rfp\SEC RFP - C001753801.xls
Saudi Energy | SEC RFP - C001753801 | 901301104 | 250 901301104 PLATE,STEAM TURBINE GENER... | 250 901301104 PLATE,STEAM TURBINE GENERATOR,127 MM LG | 48 | ALLRFPs\Saudi Energy\SEC RFP - C001753801\downloaded-rfp\SEC RFP - C001753801.xls
Saudi Energy | SEC RFP - C001753801 | 901302758 | 260 901302758 STRIP,STEAM TURBINE,RING ... | 260 901302758 STRIP,STEAM TURBINE,RING EXIT SPILL | 26 | ALLRFPs\Saudi Energy\SEC RFP - C001753801\downloaded-rfp\SEC RFP - C001753801.xls
Saudi Energy | SEC RFP - C001753801 | 901305059 | 270 901305059 SCREW,CAP,SSTL,26.54 MM D... | 270 901305059 SCREW,CAP,SSTL,26.54 MM DIA,NPT,#U623P31 | 16 | ALLRFPs\Saudi Energy\SEC RFP - C001753801\downloaded-rfp\SEC RFP - C001753801.xls
Saudi Energy | SEC RFP - C001753801 | 901300359 | 280 901300359 SCREW,CAP,SSTL,28 MM NPT,... | 280 901300359 SCREW,CAP,SSTL,28 MM NPT,120MM LG,HEX HD | 48 | ALLRFPs\Saudi Energy\SEC RFP - C001753801\downloaded-rfp\SEC RFP - C001753801.xls
Saudi Energy | SEC RFP - C001753801 | 901114548 | 290 901114548 SCREW,CAP,HIGH CHROME ALL... | 290 901114548 SCREW,CAP,HIGH CHROME ALLOY STL,1 IN DIA | 32 | ALLRFPs\Saudi Energy\SEC RFP - C001753801\downloaded-rfp\SEC RFP - C001753801.xls
Saudi Energy | SEC RFP - C001753801 | 909304190 | 300 909304190 SCREW,CAP,#155D7946P0029 | 300 909304190 SCREW,CAP,#155D7946P0029 | 50 | ALLRFPs\Saudi Energy\SEC RFP - C001753801\downloaded-rfp\SEC RFP - C001753801.xls
Saudi Energy | SEC RFP - C001753801 | 901300360 | 310 901300360 SCREW,CAP,STL,31 MM NPT,1... | 310 901300360 SCREW,CAP,STL,31 MM NPT,151 MM LG,HEX HD | 55 | ALLRFPs\Saudi Energy\SEC RFP - C001753801\downloaded-rfp\SEC RFP - C001753801.xls
Saudi Energy | SEC RFP - C001753801 | 901304902 | 320 901304902 SCREW,CAP,STL,12.65 MM DI... | 320 901304902 SCREW,CAP,STL,12.65 MM DIA,#155D7946P001 | 6 | ALLRFPs\Saudi Energy\SEC RFP - C001753801\downloaded-rfp\SEC RFP - C001753801.xls
Saudi Energy | SEC RFP - C001753801 | 901304896 | 330 901304896 SCREW,CAP,ASTL,15.70 MM D... | 330 901304896 SCREW,CAP,ASTL,15.70 MM DIA,#N14P33036B | 249 | ALLRFPs\Saudi Energy\SEC RFP - C001753801\downloaded-rfp\SEC RFP - C001753801.xls
Saudi Energy | SEC RFP - C001753801 | 909304191 | 340 909304191 SCREW,MACH,#244A2827P0001 | 340 909304191 SCREW,MACH,#244A2827P0001 | 300 | ALLRFPs\Saudi Energy\SEC RFP - C001753801\downloaded-rfp\SEC RFP - C001753801.xls
Saudi Energy | SEC RFP - C001753801 | 909304189 | 350 909304189 SCREW,MACH,DIA,LG,HD | 350 909304189 SCREW,MACH,DIA,LG,HD | 300 | ALLRFPs\Saudi Energy\SEC RFP - C001753801\downloaded-rfp\SEC RFP - C001753801.xls
Saudi Energy | SEC RFP - C001753801 | 909499818 | 360 909499818 SCREW,MACH,AL,1/2 IN DIA,... | 360 909499818 SCREW,MACH,AL,1/2 IN DIA,#N405P47 | 150 | ALLRFPs\Saudi Energy\SEC RFP - C001753801\downloaded-rfp\SEC RFP - C001753801.xls
Saudi Energy | SEC RFP - C001753801 | 909303665 | 370 909303665 BOLT,ANCHOR,#U623P307L027... | 370 909303665 BOLT,ANCHOR,#U623P307L0275 | 18 | ALLRFPs\Saudi Energy\SEC RFP - C001753801\downloaded-rfp\SEC RFP - C001753801.xls
Saudi Energy | SEC RFP - C001753801 | 901300455 | 380 901300455 PIN,TURBINE,30 MM DIA,117... | 380 901300455 PIN,TURBINE,30 MM DIA,117 MM LG,STL | 6 | ALLRFPs\Saudi Energy\SEC RFP - C001753801\downloaded-rfp\SEC RFP - C001753801.xls
Saudi Energy | SEC RFP - C001753801 | 909300888 | 390 909300888 PIN,BULK NOUN:STG- COMMON... | 390 909300888 PIN,BULK NOUN:STG- COMMON MATERIALS FOR | 60 | ALLRFPs\Saudi Energy\SEC RFP - C001753801\downloaded-rfp\SEC RFP - C001753801.xls
Saudi Energy | SEC RFP - C001753801 | 901300433 | 400 901300433 PIN,TURBINE,9.5 MM DIA,27... | 400 901300433 PIN,TURBINE,9.5 MM DIA,27 MM LG,STL | 6 | ALLRFPs\Saudi Energy\SEC RFP - C001753801\downloaded-rfp\SEC RFP - C001753801.xls
Saudi Energy | SEC RFP - C001753801 | 909303670 | 410 909303670 STUD,ALL-THREAD,#383A4830... | 410 909303670 STUD,ALL-THREAD,#383A4830G0021 | 10 | ALLRFPs\Saudi Energy\SEC RFP - C001753801\downloaded-rfp\SEC RFP - C001753801.xls
Saudi Energy | SEC RFP - C001753801 | 909499819 | 420 909499819 STUD,ALL-THREAD,ALLOY 422... | 420 909499819 STUD,ALL-THREAD,ALLOY 422,DIA,#U606P310L | 10 | ALLRFPs\Saudi Energy\SEC RFP - C001753801\downloaded-rfp\SEC RFP - C001753801.xls
Saudi Energy | SEC RFP - C001753801 | 909303681 | 430 909303681 BOLT,MACH,#U624P214L1062 | 430 909303681 BOLT,MACH,#U624P214L1062 | 2 | ALLRFPs\Saudi Energy\SEC RFP - C001753801\downloaded-rfp\SEC RFP - C001753801.xls
Saudi Energy | SEC RFP - C001753801 | 909303757 | 440 909303757 BOLT,MACH,#U624P210L0862 | 440 909303757 BOLT,MACH,#U624P210L0862 | 2 | ALLRFPs\Saudi Energy\SEC RFP - C001753801\downloaded-rfp\SEC RFP - C001753801.xls
Saudi Energy | SEC RFP - C001753801 | 909303758 | 450 909303758 BOLT,MACH,#U624P212L1500 | 450 909303758 BOLT,MACH,#U624P212L1500 | 24 | ALLRFPs\Saudi Energy\SEC RFP - C001753801\downloaded-rfp\SEC RFP - C001753801.xls
Saudi Energy | SEC RFP - C001753801 | 909303677 | 460 909303677 BOLT,MACH,#U624P310L0700 | 460 909303677 BOLT,MACH,#U624P310L0700 | 6 | ALLRFPs\Saudi Energy\SEC RFP - C001753801\downloaded-rfp\SEC RFP - C001753801.xls
Saudi Energy | SEC RFP - C001753801 | 909304193 | 470 909304193 BOLT,MACH,#U624P308L0750B... | 470 909304193 BOLT,MACH,#U624P308L0750BOLTMACHINE | 6 | ALLRFPs\Saudi Energy\SEC RFP - C001753801\downloaded-rfp\SEC RFP - C001753801.xls
Saudi Energy | SEC RFP - C001753801 | 909304192 | 480 909304192 BOLT,MACH,#U623P208L0538 | 480 909304192 BOLT,MACH,#U623P208L0538 | 30 | ALLRFPs\Saudi Energy\SEC RFP - C001753801\downloaded-rfp\SEC RFP - C001753801.xls
Saudi Energy | SEC RFP - C001753801 | 909303676 | 490 909303676 BOLT,MACH,#U624P306L0900 | 490 909303676 BOLT,MACH,#U624P306L0900 | 20 | ALLRFPs\Saudi Energy\SEC RFP - C001753801\downloaded-rfp\SEC RFP - C001753801.xls
Saudi Energy | SEC RFP - C001753801 | 909303674 | 500 909303674 BOLT,MACH,#U624P212L1000 | 500 909303674 BOLT,MACH,#U624P212L1000 | 6 | ALLRFPs\Saudi Energy\SEC RFP - C001753801\downloaded-rfp\SEC RFP - C001753801.xls
Saudi Energy | SEC RFP - C001753801 | 909303673 | 510 909303673 BOLT,MACH,#U624P208L0850 | 510 909303673 BOLT,MACH,#U624P208L0850 | 12 | ALLRFPs\Saudi Energy\SEC RFP - C001753801\downloaded-rfp\SEC RFP - C001753801.xls
Saudi Energy | SEC RFP - C001753801 | 909303756 | 520 909303756 BOLT,MACH,#U624P206L0775 | 520 909303756 BOLT,MACH,#U624P206L0775 | 12 | ALLRFPs\Saudi Energy\SEC RFP - C001753801\downloaded-rfp\SEC RFP - C001753801.xls
Saudi Energy | SEC RFP - C001753801 | 909303680 | 530 909303680 BOLT,MACH,#U624P208L0775 | 530 909303680 BOLT,MACH,#U624P208L0775 | 12 | ALLRFPs\Saudi Energy\SEC RFP - C001753801\downloaded-rfp\SEC RFP - C001753801.xls
Saudi Energy | SEC RFP - C001753801 | 909303682 | 540 909303682 BOLT,MACH,#U624P206L1200 | 540 909303682 BOLT,MACH,#U624P206L1200 | 12 | ALLRFPs\Saudi Energy\SEC RFP - C001753801\downloaded-rfp\SEC RFP - C001753801.xls
Saudi Energy | SEC RFP - C001753801 | 909303679 | 550 909303679 BOLT,MACH,#U624P206L0425 | 550 909303679 BOLT,MACH,#U624P206L0425 | 4 | ALLRFPs\Saudi Energy\SEC RFP - C001753801\downloaded-rfp\SEC RFP - C001753801.xls
Saudi Energy | SEC RFP - C001753801 | 909303759 | 560 909303759 BOLT,MACH,#U624P212L0450 | 560 909303759 BOLT,MACH,#U624P212L0450 | 12 | ALLRFPs\Saudi Energy\SEC RFP - C001753801\downloaded-rfp\SEC RFP - C001753801.xls
Saudi Energy | SEC RFP - C001753801 | 909499820 | 570 909499820 BOLT,MACH,AL,1/2 IN DIA,2... | 570 909499820 BOLT,MACH,AL,1/2 IN DIA,24MM LG,#199A715 | 120 | ALLRFPs\Saudi Energy\SEC RFP - C001753801\downloaded-rfp\SEC RFP - C001753801.xls
Saudi Energy | SEC RFP - C001753801 | 909303666 | 580 909303666 NUT,LOCK,#383A4830G0022 | 580 909303666 NUT,LOCK,#383A4830G0022 | 10 | ALLRFPs\Saudi Energy\SEC RFP - C001753801\downloaded-rfp\SEC RFP - C001753801.xls
Saudi Energy | SEC RFP - C001753801 | 901321096 | 590 901321096 NUT,HEX,STL,50.60 MM DIA,... | 590 901321096 NUT,HEX,STL,50.60 MM DIA,8G/1 IN,#U614X0 | 4 | ALLRFPs\Saudi Energy\SEC RFP - C001753801\downloaded-rfp\SEC RFP - C001753801.xls
Saudi Energy | SEC RFP - C001753801 | 909303765 | 600 909303765 NUT,HEX,#U614X000P0112 | 600 909303765 NUT,HEX,#U614X000P0112 | 16 | ALLRFPs\Saudi Energy\SEC RFP - C001753801\downloaded-rfp\SEC RFP - C001753801.xls
Saudi Energy | SEC RFP - C001753801 | 909303669 | 610 909303669 NUT,HEX,#264A6889P0003 | 610 909303669 NUT,HEX,#264A6889P0003 | 6 | ALLRFPs\Saudi Energy\SEC RFP - C001753801\downloaded-rfp\SEC RFP - C001753801.xls
Saudi Energy | SEC RFP - C001753801 | 901300389 | 620 901300389 NUT,HEX,STL,25.5 MM NPT,2... | 620 901300389 NUT,HEX,STL,25.5 MM NPT,24.25 MM HT,#U61 | 48 | ALLRFPs\Saudi Energy\SEC RFP - C001753801\downloaded-rfp\SEC RFP - C001753801.xls
Saudi Energy | SEC RFP - C001753801 | 901320884 | 630 901320884 NUT,HEX,STL,38 MM DIA,8 T... | 630 901320884 NUT,HEX,STL,38 MM DIA,8 TPI,22.22 MM HT | 35 | ALLRFPs\Saudi Energy\SEC RFP - C001753801\downloaded-rfp\SEC RFP - C001753801.xls
Saudi Energy | SEC RFP - C001753801 | 901303569 | 640 901303569 NUT,HEX,STL,27 MM DIA,UNC... | 640 901303569 NUT,HEX,STL,27 MM DIA,UNC,24MM HT,#131E4 | 100 | ALLRFPs\Saudi Energy\SEC RFP - C001753801\downloaded-rfp\SEC RFP - C001753801.xls
Saudi Energy | SEC RFP - C001753801 | 901303555 | 650 901303555 NUT,HEX,304 SSTL,27 MM DI... | 650 901303555 NUT,HEX,304 SSTL,27 MM DIA,3/4 UNC,#131E | 500 | ALLRFPs\Saudi Energy\SEC RFP - C001753801\downloaded-rfp\SEC RFP - C001753801.xls
Saudi Energy | SEC RFP - C001753801 | 901321049 | 660 901321049 NUT,SLT,SSTL,98 MM DIA,8G... | 660 901321049 NUT,SLT,SSTL,98 MM DIA,8G/1 IN,#U615X000 | 4 | ALLRFPs\Saudi Energy\SEC RFP - C001753801\downloaded-rfp\SEC RFP - C001753801.xls
Saudi Energy | SEC RFP - C001754734 | 905897048 | 10 905897048 SHIM:CLEARANCE ADJUSTING,... | 10 905897048 SHIM:CLEARANCE ADJUSTING,1/128 IN THK,1- | 5 | ALLRFPs\Saudi Energy\SEC RFP - C001754734\downloaded-rfp\SEC RFP - C001754734.xls
Saudi Energy | SEC RFP - C001754734 | 905549130 | 20 905549130 KIT,CHECK VALVE,REPAIR,LO... | 20 905549130 KIT,CHECK VALVE,REPAIR,LOCK SCREW,SEAL,C | 80 | ALLRFPs\Saudi Energy\SEC RFP - C001754734\downloaded-rfp\SEC RFP - C001754734.xls
Saudi Energy | SEC RFP - C001754734 | 901217050 | 30 901217050 SHAFT,USED FOR SCHERZINGE... | 30 901217050 SHAFT,USED FOR SCHERZINGER FLOW DIVIDER | 8 | ALLRFPs\Saudi Energy\SEC RFP - C001754734\downloaded-rfp\SEC RFP - C001754734.xls
Saudi Energy | SEC RFP - C001754734 | 901148308 | 40 901148308 SFT:BULK NOUN,MATL:,,PARE... | 40 901148308 SFT:BULK NOUN,MATL:,,PARENT EQUIPMENT/FU | 2 | ALLRFPs\Saudi Energy\SEC RFP - C001754734\downloaded-rfp\SEC RFP - C001754734.xls
Saudi Energy | SEC RFP - C001754734 | 901330406 | 50 901330406 SHAFT,BULK NOUN: | 50 901330406 SHAFT,BULK NOUN: | 36 | ALLRFPs\Saudi Energy\SEC RFP - C001754734\downloaded-rfp\SEC RFP - C001754734.xls
Saudi Energy | SEC RFP - C001754734 | 901329069 | 60 901329069 KIT:BULK NOUN | 60 901329069 KIT:BULK NOUN | 6 | ALLRFPs\Saudi Energy\SEC RFP - C001754734\downloaded-rfp\SEC RFP - C001754734.xls
Saudi Energy | SEC RFP - C001754734 | 902500467 | 70 902500467 GASKET,PIPING ARRANGEMENT... | 70 902500467 GASKET,PIPING ARRANGEMENT,SPIRAL WOUND,F | 220 | ALLRFPs\Saudi Energy\SEC RFP - C001754734\downloaded-rfp\SEC RFP - C001754734.xls
Saudi Energy | SEC RFP - C001754734 | 902500646 | 80 902500646 RING,WEAR,PUMP,143 MM ID ... | 80 902500646 RING,WEAR,PUMP,143 MM ID X 155 MM OD X 1 | 15 | ALLRFPs\Saudi Energy\SEC RFP - C001754734\downloaded-rfp\SEC RFP - C001754734.xls
Saudi Energy | SEC RFP - C001754734 | 902504517 | 90 902504517 WIRE:THERMOCOUPLE,6 MM DI... | 90 902504517 WIRE:THERMOCOUPLE,6 MM DIA,12 M LG,1 PAI | 14 | ALLRFPs\Saudi Energy\SEC RFP - C001754734\downloaded-rfp\SEC RFP - C001754734.xls
Saudi Energy | SEC RFP - C001754734 | 902502284 | 100 902502284 SWITCH,PRES,NO,9 MM FNPT... | 100 902502284 SWITCH,PRES,NO,9 MM FNPT,PLASTIC ENCL | 2 | ALLRFPs\Saudi Energy\SEC RFP - C001754734\downloaded-rfp\SEC RFP - C001754734.xls
Saudi Energy | SEC RFP - C001754734 | 905941603 | 110 905941603 SWITCH,PRES,1P2T,1/4 IN M... | 110 905941603 SWITCH,PRES,1P2T,1/4 IN MPT,NEMA 7,#5017 | 4 | ALLRFPs\Saudi Energy\SEC RFP - C001754734\downloaded-rfp\SEC RFP - C001754734.xls
Saudi Energy | SEC RFP - C001759493 | 905897048 | 10 905897048 SHIM:CLEARANCE ADJUSTING,... | 10 905897048 SHIM:CLEARANCE ADJUSTING,1/128 IN THK,1- | 5 | ALLRFPs\Saudi Energy\SEC RFP - C001759493\downloaded-rfp\SEC RFP - C001759493.xls
Saudi Energy | SEC RFP - C001759493 | 905549130 | 20 905549130 KIT,CHECK VALVE,REPAIR,LO... | 20 905549130 KIT,CHECK VALVE,REPAIR,LOCK SCREW,SEAL,C | 80 | ALLRFPs\Saudi Energy\SEC RFP - C001759493\downloaded-rfp\SEC RFP - C001759493.xls
Saudi Energy | SEC RFP - C001759493 | 901217050 | 30 901217050 SHAFT,USED FOR SCHERZINGE... | 30 901217050 SHAFT,USED FOR SCHERZINGER FLOW DIVIDER | 8 | ALLRFPs\Saudi Energy\SEC RFP - C001759493\downloaded-rfp\SEC RFP - C001759493.xls
Saudi Energy | SEC RFP - C001759493 | 901148308 | 40 901148308 SFT:BULK NOUN,MATL:,,PARE... | 40 901148308 SFT:BULK NOUN,MATL:,,PARENT EQUIPMENT/FU | 2 | ALLRFPs\Saudi Energy\SEC RFP - C001759493\downloaded-rfp\SEC RFP - C001759493.xls
Saudi Energy | SEC RFP - C001759493 | 901330406 | 50 901330406 SHAFT,BULK NOUN: | 50 901330406 SHAFT,BULK NOUN: | 36 | ALLRFPs\Saudi Energy\SEC RFP - C001759493\downloaded-rfp\SEC RFP - C001759493.xls
Saudi Energy | SEC RFP - C001759493 | 901329069 | 60 901329069 KIT:BULK NOUN | 60 901329069 KIT:BULK NOUN | 6 | ALLRFPs\Saudi Energy\SEC RFP - C001759493\downloaded-rfp\SEC RFP - C001759493.xls
Saudi Energy | SEC RFP - C001759493 | 902500467 | 70 902500467 GASKET,PIPING ARRANGEMENT... | 70 902500467 GASKET,PIPING ARRANGEMENT,SPIRAL WOUND,F | 220 | ALLRFPs\Saudi Energy\SEC RFP - C001759493\downloaded-rfp\SEC RFP - C001759493.xls
Saudi Energy | SEC RFP - C001759493 | 902500646 | 80 902500646 RING,WEAR,PUMP,143 MM ID ... | 80 902500646 RING,WEAR,PUMP,143 MM ID X 155 MM OD X 1 | 15 | ALLRFPs\Saudi Energy\SEC RFP - C001759493\downloaded-rfp\SEC RFP - C001759493.xls
Saudi Energy | SEC RFP - C001759493 | 902504517 | 90 902504517 WIRE:THERMOCOUPLE,6 MM DI... | 90 902504517 WIRE:THERMOCOUPLE,6 MM DIA,12 M LG,1 PAI | 14 | ALLRFPs\Saudi Energy\SEC RFP - C001759493\downloaded-rfp\SEC RFP - C001759493.xls
Saudi Energy | SEC RFP - C001759493 | 902502284 | 100 902502284 SWITCH,PRES,NO,9 MM FNPT... | 100 902502284 SWITCH,PRES,NO,9 MM FNPT,PLASTIC ENCL | 2 | ALLRFPs\Saudi Energy\SEC RFP - C001759493\downloaded-rfp\SEC RFP - C001759493.xls
Saudi Energy | SEC RFP - C001759493 | 905941603 | 110 905941603 SWITCH,PRES,1P2T,1/4 IN M... | 110 905941603 SWITCH,PRES,1P2T,1/4 IN MPT,NEMA 7,#5017 | 4 | ALLRFPs\Saudi Energy\SEC RFP - C001759493\downloaded-rfp\SEC RFP - C001759493.xls
Saudi Energy | SEC RFP - C001759716 | 908569101 | 10 908569101 TFMR,U/S,1.5MVA,34.5-33KV... | 10 908569101 TFMR,U/S,1.5MVA,34.5-33KV,400/230V,10C,8 | 10 | ALLRFPs\Saudi Energy\SEC RFP - C001759716\downloaded-rfp\SEC RFP - C001759716.xls
Saudi Energy | SEC RFP - C001759716 | 908569110 | 20 908569110 TFMR,U/S,500KVA,34.5-33KV... | 20 908569110 TFMR,U/S,500KVA,34.5-33KV,400/230V,4C,2M | 5 | ALLRFPs\Saudi Energy\SEC RFP - C001759716\downloaded-rfp\SEC RFP - C001759716.xls
Saudi Energy | SEC RFP - C001759716 | 908569113 | 30 908569113 TFMR,U/S,1MVA,34.5-33KV,4... | 30 908569113 TFMR,U/S,1MVA,34.5-33KV,400/230V,8CK,6MC | 5 | ALLRFPs\Saudi Energy\SEC RFP - C001759716\downloaded-rfp\SEC RFP - C001759716.xls
Saudi Energy | SEC RFP - C001759725 | 905704854 | 10 905704854 ANGLE,70 MM X 70 MM,6 M T... | 10 905704854 ANGLE,70 MM X 70 MM,6 M TO 12 M,7 MM,CST | 1,000 | ALLRFPs\Saudi Energy\SEC RFP - C001759725\downloaded-rfp\SEC RFP - C001759725.xls
Saudi Energy | SEC RFP - C001759791 | 905923191 | 10 905923191 MATERIAL,CORD/O-RING, CIR... | 10 905923191 MATERIAL,CORD/O-RING, CIRCULATING WATER | 14 | ALLRFPs\Saudi Energy\SEC RFP - C001759791\downloaded-rfp\SEC RFP - C001759791.xls
Saudi Energy | SEC RFP - C001761408 | 908567023 | 10 908567023 TFMR,U/S,1MVAAL,13.8KV,40... | 10 908567023 TFMR,U/S,1MVAAL,13.8KV,400/231/133V,30 | 100 | ALLRFPs\Saudi Energy\SEC RFP - C001761408\downloaded-rfp\SEC RFP - C001761408.xls
Saudi Energy | SEC RFP - C001761408 | 908569102 | 20 908569102 TFMR,U/S,1500KVA,AL,33KV,... | 20 908569102 TFMR,U/S,1500KVA,AL,33KV,400/230V,2500AM | 20 | ALLRFPs\Saudi Energy\SEC RFP - C001761408\downloaded-rfp\SEC RFP - C001761408.xls
Saudi Energy | SEC RFP - C001761408 | 908569107 | 30 908569107 TFMR,U/S,500KVA,AL,13.8KV... | 30 908569107 TFMR,U/S,500KVA,AL,13.8KV,400/230V,800A | 150 | ALLRFPs\Saudi Energy\SEC RFP - C001761408\downloaded-rfp\SEC RFP - C001761408.xls
Saudi Energy | SEC RFP - C001764426 | 901233594 | 10 901233594 MATERIAL,BULLHORN BRKT, M... | 10 901233594 MATERIAL,BULLHORN BRKT, MACH - LH | 52 | ALLRFPs\Saudi Energy\SEC RFP - C001764426\downloaded-rfp\SEC RFP - C001764426.xls
Saudi Energy | SEC RFP - C001765462 | 902008785 | 10 902008785 CABLE:IGNITION,(6 MM X 8 ... | 10 902008785 CABLE:IGNITION,(6 MM X 8 MM X 13 MM) DIA | 25 | ALLRFPs\Saudi Energy\SEC RFP - C001765462\downloaded-rfp\SEC RFP - C001765462.xls
Saudi Energy | SEC RFP - C001769615 | 901233594 | 10 901233594 MATERIAL,BULLHORN BRKT, M... | 10 901233594 MATERIAL,BULLHORN BRKT, MACH - LH | 52 | ALLRFPs\Saudi Energy\SEC RFP - C001769615\downloaded-rfp\SEC RFP - C001769615.xls
Saudi Energy | SEC RFP 6001569889 | 904206758 | 10 904206758 CABLE,ELEC,CU,XLPE,16SQMM... | 10 904206758 CABLE,ELEC,CU,XLPE,16SQMM,4C,#ENH409A114 | 1,000 | ALLRFPs\Saudi Energy\SEC RFP 6001569889\downloaded-rfp\SEC RFP 6001569889.xls
Saudi Energy | SEC RFP 6001580432 | 908111001 | 10 908111001 CABLE,PWR,600V/1KV,CU,1C,... | 10 908111001 CABLE,PWR,600V/1KV,CU,1C,35MM2,XLPE | 155,000 | ALLRFPs\Saudi Energy\SEC RFP 6001580432\downloaded-rfp\SEC RFP 6001580432.xls
Saudi Energy | SEC RFP 6001597806 | 908113001 | 10 908113001 CABLE,ELEC,CU,XLPE,185SQM... | 10 908113001 CABLE,ELEC,CU,XLPE,185SQMM,3C | 50,000 | ALLRFPs\Saudi Energy\SEC RFP 6001597806\downloaded-rfp\SEC RFP 6001597806.xls
Saudi Energy | SEC RFP C001611616 | 901103187 | 10 901103187 THERMOCOUPLE:TEMPERATURE,... | 10 901103187 THERMOCOUPLE:TEMPERATURE,K-TYPE,200 TO 2 | 2 | ALLRFPs\Saudi Energy\SEC RFP C001611616\downloaded-rfp\SEC RFP C001611616.xls
Saudi Energy | SEC RFP C001611616 | 901103188 | 20 901103188 THERMOCOUPLE:TEMPERATURE,... | 20 901103188 THERMOCOUPLE:TEMPERATURE,K-TYPE,200 TO 2 | 2 | ALLRFPs\Saudi Energy\SEC RFP C001611616\downloaded-rfp\SEC RFP C001611616.xls
Saudi Energy | SEC RFP C001611616 | 901103903 | 30 901103903 THERMOCOUPLE:TEMPERATURE, | 30 901103903 THERMOCOUPLE:TEMPERATURE, | 5 | ALLRFPs\Saudi Energy\SEC RFP C001611616\downloaded-rfp\SEC RFP C001611616.xls
Saudi Energy | SEC RFP C001611616 | 902501081 | 40 902501081 THERMOCOUPLE:TEMPERATURE,... | 40 902501081 THERMOCOUPLE:TEMPERATURE,K,200 TO 2300 D | 4 | ALLRFPs\Saudi Energy\SEC RFP C001611616\downloaded-rfp\SEC RFP C001611616.xls
Saudi Energy | SEC RFP C001611616 | 905691945 | 50 905691945 REGULATOR,PRES,AL,1 MPA I... | 50 905691945 REGULATOR,PRES,AL,1 MPA IP,3/8 IN INSZ | 3 | ALLRFPs\Saudi Energy\SEC RFP C001611616\downloaded-rfp\SEC RFP C001611616.xls
Saudi Energy | SEC RFP C001611616 | 901218489 | 60 901218489 GAUGE,PRES,0 TO 20 BAR,1/... | 60 901218489 GAUGE,PRES,0 TO 20 BAR,1/4 NPT DIAL,#VWA | 20 | ALLRFPs\Saudi Energy\SEC RFP C001611616\downloaded-rfp\SEC RFP C001611616.xls
Saudi Energy | SEC RFP C001611616 | 901498886 | 70 901498886 RAIL,SIMATIC DP,STL,#6ES7... | 70 901498886 RAIL,SIMATIC DP,STL,#6ES71951GA000XA0 | 1 | ALLRFPs\Saudi Energy\SEC RFP C001611616\downloaded-rfp\SEC RFP C001611616.xls
Saudi Energy | SEC RFP C001611616 | 905861512 | 80 905861512 GAUGE,CMPND,#05002301 | 80 905861512 GAUGE,CMPND,#05002301 | 2 | ALLRFPs\Saudi Energy\SEC RFP C001611616\downloaded-rfp\SEC RFP C001611616.xls
Saudi Energy | SEC RFP C001611616 | 901108816 | 90 901108816 GAUGE,PRES,0 TO 250 BAR,4... | 90 901108816 GAUGE,PRES,0 TO 250 BAR,4.5 IN DIAL,#B63 | 2 | ALLRFPs\Saudi Energy\SEC RFP C001611616\downloaded-rfp\SEC RFP C001611616.xls
Saudi Energy | SEC RFP C001611616 | 905697085 | 100 905697085 POWER SUPPLY:LINEAR,10 A ... | 100 905697085 POWER SUPPLY:LINEAR,10 A OUTPUT | 4 | ALLRFPs\Saudi Energy\SEC RFP C001611616\downloaded-rfp\SEC RFP C001611616.xls
Saudi Energy | SEC RFP C001611616 | 901223444 | 110 901223444 GAUGE,PRES,250 PSI (17.2 ... | 110 901223444 GAUGE,PRES,250 PSI (17.2 BAR),#VAIRSF | 10 | ALLRFPs\Saudi Energy\SEC RFP C001611616\downloaded-rfp\SEC RFP C001611616.xls
Saudi Energy | SEC RFP C001611616 | 901222492 | 120 901222492 SENSOR,BULK NOUN:G3/4,SEN... | 120 901222492 SENSOR,BULK NOUN:G3/4,SENSOR: PEEK, PFA, | 3 | ALLRFPs\Saudi Energy\SEC RFP C001611616\downloaded-rfp\SEC RFP C001611616.xls
Saudi Energy | SEC RFP C001611616 | 909205524 | 130 909205524 SENSOR,BULK NOUN:PLUG,316... | 130 909205524 SENSOR,BULK NOUN:PLUG,316 STAINLESS STEE | 4 | ALLRFPs\Saudi Energy\SEC RFP C001611616\downloaded-rfp\SEC RFP C001611616.xls
Saudi Energy | SEC RFP C001611616 | 909205523 | 140 909205523 SENSOR,BULK NOUN:PLUG,316... | 140 909205523 SENSOR,BULK NOUN:PLUG,316 STAINLESS STEE | 4 | ALLRFPs\Saudi Energy\SEC RFP C001611616\downloaded-rfp\SEC RFP C001611616.xls
Saudi Energy | SEC RFP C001611616 | 901322158 | 150 901322158 THERMOCOUPLE:TEMPERATURE,... | 150 901322158 THERMOCOUPLE:TEMPERATURE,DOUBLE ELEMENT, | 1 | ALLRFPs\Saudi Energy\SEC RFP C001611616\downloaded-rfp\SEC RFP C001611616.xls
Saudi Energy | SEC RFP C001611616 | 900205651 | 160 900205651 REGULATOR,PRES,316 STAINL... | 160 900205651 REGULATOR,PRES,316 STAINLESS STEEL,#KCY1 | 6 | ALLRFPs\Saudi Energy\SEC RFP C001611616\downloaded-rfp\SEC RFP C001611616.xls
Saudi Energy | SEC RFP C001611616 | 901302653 | 170 901302653 THERMOCOUPLE:TEMPERATURE,... | 170 901302653 THERMOCOUPLE:TEMPERATURE,K,HEAD,MNPT,FLU | 6 | ALLRFPs\Saudi Energy\SEC RFP C001611616\downloaded-rfp\SEC RFP C001611616.xls
Saudi Energy | SEC RFP C001611616 | 901221207 | 180 901221207 GAUGE,PRES,0 TO 5500 PSI ... | 180 901221207 GAUGE,PRES,0 TO 5500 PSI (0 TO 380 BAR) | 6 | ALLRFPs\Saudi Energy\SEC RFP C001611616\downloaded-rfp\SEC RFP C001611616.xls
Saudi Energy | SEC RFP C001611616 | 901120613 | 190 901120613 FAN:AXIAL FLOW,105 MM X 1... | 190 901120613 FAN:AXIAL FLOW,105 MM X 105 MM,230 V 50 | 1 | ALLRFPs\Saudi Energy\SEC RFP C001611616\downloaded-rfp\SEC RFP C001611616.xls
Saudi Energy | SEC RFP C001616758 | 902501643 | 10 902501643 SET,LOCK AXIAL,#TGT495467... | 10 902501643 SET,LOCK AXIAL,#TGT495467R0201 | 3 | ALLRFPs\Saudi Energy\SEC RFP C001616758\downloaded-rfp\SEC RFP C001616758.xls
Saudi Energy | SEC RFP C001616758 | 905576699 | 20 905576699 KIT,TURBINE,MOUNTING,END ... | 20 905576699 KIT,TURBINE,MOUNTING,END PIECES,ASTM | 3 | ALLRFPs\Saudi Energy\SEC RFP C001616758\downloaded-rfp\SEC RFP C001616758.xls
Saudi Energy | SEC RFP C001616758 | 902010203 | 30 902010203 TAPE:BANDING,20 MM WD X 5... | 30 902010203 TAPE:BANDING,20 MM WD X 50 M LG X 0.18 M | 10 | ALLRFPs\Saudi Energy\SEC RFP C001616758\downloaded-rfp\SEC RFP C001616758.xls
Saudi Energy | SEC RFP C001616758 | 902012106 | 40 902012106 MATERIAL,SEALING,CORD,RUB... | 40 902012106 MATERIAL,SEALING,CORD,RUBBER,8 MM DIA X | 3 | ALLRFPs\Saudi Energy\SEC RFP C001616758\downloaded-rfp\SEC RFP C001616758.xls
Saudi Energy | SEC RFP C001616758 | 905942340 | 50 905942340 WIRE,DISTANCE,4 MM WD X 2... | 50 905942340 WIRE,DISTANCE,4 MM WD X 2.7 MM TH,SOLID, | 108 | ALLRFPs\Saudi Energy\SEC RFP C001616758\downloaded-rfp\SEC RFP C001616758.xls
Saudi Energy | SEC RFP C001616758 | 902004129 | 60 902004129 SPRING,COMP,STL,14 MM ID ... | 60 902004129 SPRING,COMP,STL,14 MM ID X 19 MM OD,#KWG | 58 | ALLRFPs\Saudi Energy\SEC RFP C001616758\downloaded-rfp\SEC RFP C001616758.xls
Saudi Energy | SEC RFP C001617310 | 901214591 | 10 901214591 SUPPORT,ASME | 10 901214591 SUPPORT,ASME | 8 | ALLRFPs\Saudi Energy\SEC RFP C001617310\downloaded-rfp\SEC RFP C001617310.xls
Saudi Energy | SEC RFP C001622710 | 902501643 | 10 902501643 SET,LOCK AXIAL,#TGT495467... | 10 902501643 SET,LOCK AXIAL,#TGT495467R0201 | 3 | ALLRFPs\Saudi Energy\SEC RFP C001622710\downloaded-rfp\SEC RFP C001622710.xls
Saudi Energy | SEC RFP C001622710 | 905576699 | 20 905576699 KIT,TURBINE,MOUNTING,END ... | 20 905576699 KIT,TURBINE,MOUNTING,END PIECES,ASTM | 3 | ALLRFPs\Saudi Energy\SEC RFP C001622710\downloaded-rfp\SEC RFP C001622710.xls
Saudi Energy | SEC RFP C001622710 | 902010203 | 30 902010203 TAPE:BANDING,20 MM WD X 5... | 30 902010203 TAPE:BANDING,20 MM WD X 50 M LG X 0.18 M | 10 | ALLRFPs\Saudi Energy\SEC RFP C001622710\downloaded-rfp\SEC RFP C001622710.xls
Saudi Energy | SEC RFP C001622710 | 902012106 | 40 902012106 MATERIAL,SEALING,CORD,RUB... | 40 902012106 MATERIAL,SEALING,CORD,RUBBER,8 MM DIA X | 3 | ALLRFPs\Saudi Energy\SEC RFP C001622710\downloaded-rfp\SEC RFP C001622710.xls
Saudi Energy | SEC RFP C001622710 | 905942340 | 50 905942340 WIRE,DISTANCE,4 MM WD X 2... | 50 905942340 WIRE,DISTANCE,4 MM WD X 2.7 MM TH,SOLID, | 108 | ALLRFPs\Saudi Energy\SEC RFP C001622710\downloaded-rfp\SEC RFP C001622710.xls
Saudi Energy | SEC RFP C001622710 | 902004129 | 60 902004129 SPRING,COMP,STL,14 MM ID ... | 60 902004129 SPRING,COMP,STL,14 MM ID X 19 MM OD,#KWG | 58 | ALLRFPs\Saudi Energy\SEC RFP C001622710\downloaded-rfp\SEC RFP C001622710.xls
Saudi Energy | SEC RFP C001624659 | 902008769 | 10 902008769 CABLE:IGNITION,10 MM DIA ... | 10 902008769 CABLE:IGNITION,10 MM DIA X 8 M LG,RBR BR | 11 | ALLRFPs\Saudi Energy\SEC RFP C001624659\downloaded-rfp\SEC RFP C001624659.xls
Saudi Energy | SEC RFP C001624659 | 902008785 | 20 902008785 CABLE:IGNITION,(6 MM X 8 ... | 20 902008785 CABLE:IGNITION,(6 MM X 8 MM X 13 MM) DIA | 25 | ALLRFPs\Saudi Energy\SEC RFP C001624659\downloaded-rfp\SEC RFP C001624659.xls
Saudi Energy | SEC RFP C001632466 | 905942331 | 10 905942331 WIRE:THERMOCOUPLE,12 TO 1... | 10 905942331 WIRE:THERMOCOUPLE,12 TO 18 AWG,IRON CONS | 10 | ALLRFPs\Saudi Energy\SEC RFP C001632466\downloaded-rfp\SEC RFP C001632466.xls
Saudi Energy | SEC RFP C001632483 | 902008769 | 10 902008769 CABLE:IGNITION,10 MM DIA ... | 10 902008769 CABLE:IGNITION,10 MM DIA X 8 M LG,RBR BR | 17 | ALLRFPs\Saudi Energy\SEC RFP C001632483\downloaded-rfp\SEC RFP C001632483.xls
Saudi Energy | SEC RFP C001632483 | 905941562 | 20 905941562 BRUSH,ELEC,COLLECTOR,CRBN... | 20 905941562 BRUSH,ELEC,COLLECTOR,CRBN,#02138J78G001 | 300 | ALLRFPs\Saudi Energy\SEC RFP C001632483\downloaded-rfp\SEC RFP C001632483.xls
Saudi Energy | SEC RFP C001632483 | 905690572 | 30 905690572 PIECE,BULL HORN, WEAR COV... | 30 905690572 PIECE,BULL HORN, WEAR COVER ASSEMBLY,170 | 20 | ALLRFPs\Saudi Energy\SEC RFP C001632483\downloaded-rfp\SEC RFP C001632483.xls
Saudi Energy | SEC RFP C001632483 | 905897410 | 40 905897410 BRUSH,ELEC,AC GENERATOR,C... | 40 905897410 BRUSH,ELEC,AC GENERATOR,CRBN,#323B7988P0 | 70 | ALLRFPs\Saudi Energy\SEC RFP C001632483\downloaded-rfp\SEC RFP C001632483.xls
Saudi Energy | SEC RFP C001632483 | 905764656 | 50 905764656 PROBE,TRANSDUCER, SEISMO ... | 50 905764656 PROBE,TRANSDUCER, SEISMO VELOCITY,#92000 | 10 | ALLRFPs\Saudi Energy\SEC RFP C001632483\downloaded-rfp\SEC RFP C001632483.xls
Saudi Energy | SEC RFP C001640346 | 905760394 | 10 905760394 NUT:INTERNAL WRENCHING,30... | 10 905760394 NUT:INTERNAL WRENCHING,30 MM DIA,3 MM,ST | 5 | ALLRFPs\Saudi Energy\SEC RFP C001640346\downloaded-rfp\SEC RFP C001640346.xls
Saudi Energy | SEC RFP C001640346 | 902008769 | 20 902008769 CABLE:IGNITION,10 MM DIA ... | 20 902008769 CABLE:IGNITION,10 MM DIA X 8 M LG,RBR BR | 5 | ALLRFPs\Saudi Energy\SEC RFP C001640346\downloaded-rfp\SEC RFP C001640346.xls
Saudi Energy | SEC RFP C001640346 | 905735870 | 30 905735870 MATERIAL,PACKING,GASKET,G... | 30 905735870 MATERIAL,PACKING,GASKET,GRAPHITE,1 M AND | 20 | ALLRFPs\Saudi Energy\SEC RFP C001640346\downloaded-rfp\SEC RFP C001640346.xls
Saudi Energy | SEC RFP C001642772 | 905760396 | 10 905760396 NUT:INTERNAL WRENCHING,13... | 10 905760396 NUT:INTERNAL WRENCHING,13 MM DIA,2.5 MM, | 6 | ALLRFPs\Saudi Energy\SEC RFP C001642772\downloaded-rfp\SEC RFP C001642772.xls
Saudi Energy | SEC RFP C001642772 | 901147236 | 20 901147236 FILTER,OIL,NATURAL CELLUL... | 20 901147236 FILTER,OIL,NATURAL CELLULOSE FIBERS,#PA5 | 50 | ALLRFPs\Saudi Energy\SEC RFP C001642772\downloaded-rfp\SEC RFP C001642772.xls
Saudi Energy | SEC RFP C001642772 | 905901562 | 30 905901562 WIRE:THERMOCOUPLE,17.4 MM... | 30 905901562 WIRE:THERMOCOUPLE,17.4 MM DIA,10 M LG,SS | 70 | ALLRFPs\Saudi Energy\SEC RFP C001642772\downloaded-rfp\SEC RFP C001642772.xls
Saudi Energy | SEC RFP C001642772 | 905900212 | 40 905900212 BEARING,BALL,CONRAD,ANGUL... | 40 905900212 BEARING,BALL,CONRAD,ANGULAR CONTACT,2 R | 2 | ALLRFPs\Saudi Energy\SEC RFP C001642772\downloaded-rfp\SEC RFP C001642772.xls
Saudi Energy | SEC RFP C001642772 | 902005117 | 50 902005117 BEARING,BALL,CONRAD,ANGUL... | 50 902005117 BEARING,BALL,CONRAD,ANGULAR CONTACT,#731 | 4 | ALLRFPs\Saudi Energy\SEC RFP C001642772\downloaded-rfp\SEC RFP C001642772.xls
Saudi Energy | SEC RFP C001645590 | 901104621 | 10 901104621 PACKING,VALVE SEALING,GRA... | 10 901104621 PACKING,VALVE SEALING,GRAPHITE FIBRE,SQU | 10 | ALLRFPs\Saudi Energy\SEC RFP C001645590\downloaded-rfp\SEC RFP C001645590.xls
Saudi Energy | SEC RFP C001645590 | 901424580 | 20 901424580 GSKT:BULK NOUN | 20 901424580 GSKT:BULK NOUN | 100 | ALLRFPs\Saudi Energy\SEC RFP C001645590\downloaded-rfp\SEC RFP C001645590.xls
Saudi Energy | SEC RFP C001645590 | 902468574 | 30 902468574 ANG:BULK NOUN | 30 902468574 ANG:BULK NOUN | 200 | ALLRFPs\Saudi Energy\SEC RFP C001645590\downloaded-rfp\SEC RFP C001645590.xls
Saudi Energy | SEC RFP C001652739 | 901212510 | 10 901212510 BRACKET,GR FAN TURNING GE... | 10 901212510 BRACKET,GR FAN TURNING GEAR/BRACKET,280 | 8 | ALLRFPs\Saudi Energy\SEC RFP C001652739\downloaded-rfp\SEC RFP C001652739.xls
Saudi Energy | SEC RFP C001652739 | 901404906 | 20 901404906 CASING,MULTI STAGE CENTRI... | 20 901404906 CASING,MULTI STAGE CENTRIFUGAL TYPE FOR | 3 | ALLRFPs\Saudi Energy\SEC RFP C001652739\downloaded-rfp\SEC RFP C001652739.xls
Saudi Energy | SEC RFP C001652739 | 901409067 | 30 901409067 KEY:SHAFT, | 30 901409067 KEY:SHAFT, | 9 | ALLRFPs\Saudi Energy\SEC RFP C001652739\downloaded-rfp\SEC RFP C001652739.xls
Saudi Energy | SEC RFP C001652739 | 901409068 | 40 901409068 KEY:SHAFT, | 40 901409068 KEY:SHAFT, | 12 | ALLRFPs\Saudi Energy\SEC RFP C001652739\downloaded-rfp\SEC RFP C001652739.xls
Saudi Energy | SEC RFP C001652739 | 901409069 | 50 901409069 KEY:SHAFT, | 50 901409069 KEY:SHAFT, | 21 | ALLRFPs\Saudi Energy\SEC RFP C001652739\downloaded-rfp\SEC RFP C001652739.xls
Saudi Energy | SEC RFP C001654158 | 905573389 | 10 905573389 COMPOUND,SEALING,BLK,5 LB... | 10 905573389 COMPOUND,SEALING,BLK,5 LB PACK,#245A3360 | 20 | ALLRFPs\Saudi Energy\SEC RFP C001654158\downloaded-rfp\SEC RFP C001654158.xls
Saudi Energy | SEC RFP C001654158 | 905613462 | 20 905613462 SEGMENT,SEAL,ROW F,GAS TU... | 20 905613462 SEGMENT,SEAL,ROW F,GAS TURBINE,10 MM WD | 58 | ALLRFPs\Saudi Energy\SEC RFP C001654158\downloaded-rfp\SEC RFP C001654158.xls
Saudi Energy | SEC RFP C001654158 | 905901562 | 30 905901562 WIRE:THERMOCOUPLE,17.4 MM... | 30 905901562 WIRE:THERMOCOUPLE,17.4 MM DIA,10 M LG,SS | 10 | ALLRFPs\Saudi Energy\SEC RFP C001654158\downloaded-rfp\SEC RFP C001654158.xls
Saudi Energy | SEC RFP C001654162 | 905698488 | 10 905698488 SUPPORT,BEARING, (1) UPPE... | 10 905698488 SUPPORT,BEARING, (1) UPPER HALF | 1 | ALLRFPs\Saudi Energy\SEC RFP C001654162\downloaded-rfp\SEC RFP C001654162.xls
Saudi Energy | SEC RFP C001654162 | 905698523 | 20 905698523 SUPPORT,BEARING, (2) UPPE... | 20 905698523 SUPPORT,BEARING, (2) UPPER HALF | 1 | ALLRFPs\Saudi Energy\SEC RFP C001654162\downloaded-rfp\SEC RFP C001654162.xls
Saudi Energy | SEC RFP C001654162 | 905634455 | 30 905634455 COMPOUND,SEALING,BLK,5 KG... | 30 905634455 COMPOUND,SEALING,BLK,5 KG CAN | 2 | ALLRFPs\Saudi Energy\SEC RFP C001654162\downloaded-rfp\SEC RFP C001654162.xls
Saudi Energy | SEC RFP C001654225 | 905942331 | 10 905942331 WIRE:THERMOCOUPLE,12 TO 1... | 10 905942331 WIRE:THERMOCOUPLE,12 TO 18 AWG,IRON CONS | 10 | ALLRFPs\Saudi Energy\SEC RFP C001654225\downloaded-rfp\SEC RFP C001654225.xls
Saudi Energy | SEC RFP C001661962 | 905698488 | 10 905698488 SUPPORT,BEARING, (1) UPPE... | 10 905698488 SUPPORT,BEARING, (1) UPPER HALF | 1 | ALLRFPs\Saudi Energy\SEC RFP C001661962\downloaded-rfp\SEC RFP C001661962.xls
Saudi Energy | SEC RFP C001661962 | 905698523 | 20 905698523 SUPPORT,BEARING, (2) UPPE... | 20 905698523 SUPPORT,BEARING, (2) UPPER HALF | 1 | ALLRFPs\Saudi Energy\SEC RFP C001661962\downloaded-rfp\SEC RFP C001661962.xls
Saudi Energy | SEC RFP C001665255 | 905943783 | 10 905943783 MODULE:CONTROL,MONITOR,FI... | 10 905943783 MODULE:CONTROL,MONITOR,FIRE ALARM,CE, UL | 20 | ALLRFPs\Saudi Energy\SEC RFP C001665255\downloaded-rfp\SEC RFP C001665255.xls
Saudi Energy | SEC RFP C001665255 | 905941722 | 20 905941722 SWITCH,PRES,2P2T,1/4 IN F... | 20 905941722 SWITCH,PRES,2P2T,1/4 IN FPT,#351A9090P00 | 6 | ALLRFPs\Saudi Energy\SEC RFP C001665255\downloaded-rfp\SEC RFP C001665255.xls
Saudi Energy | SEC RFP C001665255 | 902008381 | 30 902008381 CABLE:IGNITION,(2 MM X 10... | 30 902008381 CABLE:IGNITION,(2 MM X 10 MM) DIA X 3 M | 5 | ALLRFPs\Saudi Energy\SEC RFP C001665255\downloaded-rfp\SEC RFP C001665255.xls
Saudi Energy | SEC RFP C001665255 | 902468858 | 40 902468858 SW:PRES,THREE CHANGE OVER... | 40 902468858 SW:PRES,THREE CHANGE OVER SWITCH,FLANGE | 6 | ALLRFPs\Saudi Energy\SEC RFP C001665255\downloaded-rfp\SEC RFP C001665255.xls
Saudi Energy | SEC RFP C001666464 | 901223437 | 10 901223437 DETECTOR,TWO WIRE CONVENT... | 10 901223437 DETECTOR,TWO WIRE CONVENTIONAL SMOKE AND | 5 | ALLRFPs\Saudi Energy\SEC RFP C001666464\downloaded-rfp\SEC RFP C001666464.xls
Saudi Energy | SEC RFP C001666464 | 901223341 | 20 901223341 DETECTOR,BULK NOUN:CONVEN... | 20 901223341 DETECTOR,BULK NOUN:CONVENTIONAL PHOTOELE | 5 | ALLRFPs\Saudi Energy\SEC RFP C001666464\downloaded-rfp\SEC RFP C001666464.xls
Saudi Energy | SEC RFP C001666464 | 901225453 | 30 901225453 KIT:BULK NOUN | 30 901225453 KIT:BULK NOUN | 2 | ALLRFPs\Saudi Energy\SEC RFP C001666464\downloaded-rfp\SEC RFP C001666464.xls
Saudi Energy | SEC RFP C001666464 | 901225567 | 40 901225567 STAND:MOUNTING/SUPPORTING | 40 901225567 STAND:MOUNTING/SUPPORTING | 2 | ALLRFPs\Saudi Energy\SEC RFP C001666464\downloaded-rfp\SEC RFP C001666464.xls
Saudi Energy | SEC RFP C001678225 | 900206368 | 10 900206368 ASSEMBLY,BULK NOUN:BLADES... | 10 900206368 ASSEMBLY,BULK NOUN:BLADES, SIDE SEALS, T | 1 | ALLRFPs\Saudi Energy\SEC RFP C001678225\downloaded-rfp\SEC RFP C001678225.xls
Saudi Energy | SEC RFP C001678225 | 901224665 | 20 901224665 WELL:NO MODIFIER,PROTECTI... | 20 901224665 WELL:NO MODIFIER,PROTECTING WELL,STAINLE | 4 | ALLRFPs\Saudi Energy\SEC RFP C001678225\downloaded-rfp\SEC RFP C001678225.xls
Saudi Energy | SEC RFP C001678885 | 901212510 | 10 901212510 BRACKET,GR FAN TURNING GE... | 10 901212510 BRACKET,GR FAN TURNING GEAR/BRACKET,280 | 8 | ALLRFPs\Saudi Energy\SEC RFP C001678885\downloaded-rfp\SEC RFP C001678885.xls
Saudi Energy | SEC RFP C001678885 | 901404906 | 20 901404906 CASING,MULTI STAGE CENTRI... | 20 901404906 CASING,MULTI STAGE CENTRIFUGAL TYPE FOR | 3 | ALLRFPs\Saudi Energy\SEC RFP C001678885\downloaded-rfp\SEC RFP C001678885.xls
Saudi Energy | SEC RFP C001678885 | 901409067 | 30 901409067 KEY:SHAFT, | 30 901409067 KEY:SHAFT, | 9 | ALLRFPs\Saudi Energy\SEC RFP C001678885\downloaded-rfp\SEC RFP C001678885.xls
Saudi Energy | SEC RFP C001678885 | 901409068 | 40 901409068 KEY:SHAFT, | 40 901409068 KEY:SHAFT, | 12 | ALLRFPs\Saudi Energy\SEC RFP C001678885\downloaded-rfp\SEC RFP C001678885.xls
Saudi Energy | SEC RFP C001678885 | 901409069 | 50 901409069 KEY:SHAFT, | 50 901409069 KEY:SHAFT, | 21 | ALLRFPs\Saudi Energy\SEC RFP C001678885\downloaded-rfp\SEC RFP C001678885.xls
Saudi Energy | SEC RFP C001688172 | 901103187 | 10 901103187 THERMOCOUPLE:TEMPERATURE,... | 10 901103187 THERMOCOUPLE:TEMPERATURE,K-TYPE,200 TO 2 | 2 | ALLRFPs\Saudi Energy\SEC RFP C001688172\downloaded-rfp\SEC RFP C001688172.xls
Saudi Energy | SEC RFP C001688172 | 901103188 | 20 901103188 THERMOCOUPLE:TEMPERATURE,... | 20 901103188 THERMOCOUPLE:TEMPERATURE,K-TYPE,200 TO 2 | 2 | ALLRFPs\Saudi Energy\SEC RFP C001688172\downloaded-rfp\SEC RFP C001688172.xls
Saudi Energy | SEC RFP C001688172 | 901103903 | 30 901103903 THERMOCOUPLE:TEMPERATURE, | 30 901103903 THERMOCOUPLE:TEMPERATURE, | 5 | ALLRFPs\Saudi Energy\SEC RFP C001688172\downloaded-rfp\SEC RFP C001688172.xls
Saudi Energy | SEC RFP C001688172 | 902501081 | 40 902501081 THERMOCOUPLE:TEMPERATURE,... | 40 902501081 THERMOCOUPLE:TEMPERATURE,K,200 TO 2300 D | 4 | ALLRFPs\Saudi Energy\SEC RFP C001688172\downloaded-rfp\SEC RFP C001688172.xls
Saudi Energy | SEC RFP C001688172 | 905691945 | 50 905691945 REGULATOR,PRES,AL,1 MPA I... | 50 905691945 REGULATOR,PRES,AL,1 MPA IP,3/8 IN INSZ | 3 | ALLRFPs\Saudi Energy\SEC RFP C001688172\downloaded-rfp\SEC RFP C001688172.xls
Saudi Energy | SEC RFP C001688172 | 901218489 | 60 901218489 GAUGE,PRES,0 TO 20 BAR,1/... | 60 901218489 GAUGE,PRES,0 TO 20 BAR,1/4 NPT DIAL,#VWA | 20 | ALLRFPs\Saudi Energy\SEC RFP C001688172\downloaded-rfp\SEC RFP C001688172.xls
Saudi Energy | SEC RFP C001688172 | 901498886 | 70 901498886 RAIL,SIMATIC DP,STL,#6ES7... | 70 901498886 RAIL,SIMATIC DP,STL,#6ES71951GA000XA0 | 1 | ALLRFPs\Saudi Energy\SEC RFP C001688172\downloaded-rfp\SEC RFP C001688172.xls
Saudi Energy | SEC RFP C001688172 | 905861512 | 80 905861512 GAUGE,CMPND,#05002301 | 80 905861512 GAUGE,CMPND,#05002301 | 2 | ALLRFPs\Saudi Energy\SEC RFP C001688172\downloaded-rfp\SEC RFP C001688172.xls
Saudi Energy | SEC RFP C001688172 | 901108816 | 90 901108816 GAUGE,PRES,0 TO 250 BAR,4... | 90 901108816 GAUGE,PRES,0 TO 250 BAR,4.5 IN DIAL,#B63 | 2 | ALLRFPs\Saudi Energy\SEC RFP C001688172\downloaded-rfp\SEC RFP C001688172.xls
Saudi Energy | SEC RFP C001688172 | 905697085 | 100 905697085 POWER SUPPLY:LINEAR,10 A ... | 100 905697085 POWER SUPPLY:LINEAR,10 A OUTPUT | 4 | ALLRFPs\Saudi Energy\SEC RFP C001688172\downloaded-rfp\SEC RFP C001688172.xls
Saudi Energy | SEC RFP C001688172 | 901223444 | 110 901223444 GAUGE,PRES,250 PSI (17.2 ... | 110 901223444 GAUGE,PRES,250 PSI (17.2 BAR),#VAIRSF | 10 | ALLRFPs\Saudi Energy\SEC RFP C001688172\downloaded-rfp\SEC RFP C001688172.xls
Saudi Energy | SEC RFP C001688172 | 901222492 | 120 901222492 SENSOR,BULK NOUN:G3/4,SEN... | 120 901222492 SENSOR,BULK NOUN:G3/4,SENSOR: PEEK, PFA, | 3 | ALLRFPs\Saudi Energy\SEC RFP C001688172\downloaded-rfp\SEC RFP C001688172.xls
Saudi Energy | SEC RFP C001688172 | 909205524 | 130 909205524 SENSOR,BULK NOUN:PLUG,316... | 130 909205524 SENSOR,BULK NOUN:PLUG,316 STAINLESS STEE | 4 | ALLRFPs\Saudi Energy\SEC RFP C001688172\downloaded-rfp\SEC RFP C001688172.xls
Saudi Energy | SEC RFP C001688172 | 909205523 | 140 909205523 SENSOR,BULK NOUN:PLUG,316... | 140 909205523 SENSOR,BULK NOUN:PLUG,316 STAINLESS STEE | 4 | ALLRFPs\Saudi Energy\SEC RFP C001688172\downloaded-rfp\SEC RFP C001688172.xls
Saudi Energy | SEC RFP C001688172 | 901322158 | 150 901322158 THERMOCOUPLE:TEMPERATURE,... | 150 901322158 THERMOCOUPLE:TEMPERATURE,DOUBLE ELEMENT, | 1 | ALLRFPs\Saudi Energy\SEC RFP C001688172\downloaded-rfp\SEC RFP C001688172.xls
Saudi Energy | SEC RFP C001688172 | 900205651 | 160 900205651 REGULATOR,PRES,316 STAINL... | 160 900205651 REGULATOR,PRES,316 STAINLESS STEEL,#KCY1 | 6 | ALLRFPs\Saudi Energy\SEC RFP C001688172\downloaded-rfp\SEC RFP C001688172.xls
Saudi Energy | SEC RFP C001688172 | 901302653 | 170 901302653 THERMOCOUPLE:TEMPERATURE,... | 170 901302653 THERMOCOUPLE:TEMPERATURE,K,HEAD,MNPT,FLU | 6 | ALLRFPs\Saudi Energy\SEC RFP C001688172\downloaded-rfp\SEC RFP C001688172.xls
Saudi Energy | SEC RFP C001688172 | 901221207 | 180 901221207 GAUGE,PRES,0 TO 5500 PSI ... | 180 901221207 GAUGE,PRES,0 TO 5500 PSI (0 TO 380 BAR) | 6 | ALLRFPs\Saudi Energy\SEC RFP C001688172\downloaded-rfp\SEC RFP C001688172.xls
Saudi Energy | SEC RFP C001688172 | 901120613 | 190 901120613 FAN:AXIAL FLOW,105 MM X 1... | 190 901120613 FAN:AXIAL FLOW,105 MM X 105 MM,230 V 50 | 1 | ALLRFPs\Saudi Energy\SEC RFP C001688172\downloaded-rfp\SEC RFP C001688172.xls
Saudi Energy | SEC RFP C001689105 | 901212944 | 10 901212944 NUT,HEX,#TC60E000161009T2... | 10 901212944 NUT,HEX,#TC60E000161009T200Q000040151107 | 2 | ALLRFPs\Saudi Energy\SEC RFP C001689105\downloaded-rfp\SEC RFP C001689105.xls
Saudi Energy | SEC RFP C001689105 | 000161009 | 10 901212944 NUT,HEX,#TC60E000161009T2... | 10 901212944 NUT,HEX,#TC60E000161009T200Q000040151107 | 2 | ALLRFPs\Saudi Energy\SEC RFP C001689105\downloaded-rfp\SEC RFP C001689105.xls
Saudi Energy | SEC RFP C001689105 | 901212965 | 20 901212965 SCREW,SET,SSTL,1-1/2 IN D... | 20 901212965 SCREW,SET,SSTL,1-1/2 IN DIA,6 UNC,#TXC16 | 2 | ALLRFPs\Saudi Energy\SEC RFP C001689105\downloaded-rfp\SEC RFP C001689105.xls
Saudi Energy | SEC RFP C001689105 | 901221638 | 30 901221638 BEARING,ROLLER,2 R,240 MM... | 30 901221638 BEARING,ROLLER,2 R,240 MM ID,500 MM OD | 8 | ALLRFPs\Saudi Energy\SEC RFP C001689105\downloaded-rfp\SEC RFP C001689105.xls
Saudi Energy | SEC RFP C001689105 | 902201044 | 40 902201044 KIT,FILTER MAINTENANCE | 40 902201044 KIT,FILTER MAINTENANCE | 1 | ALLRFPs\Saudi Energy\SEC RFP C001689105\downloaded-rfp\SEC RFP C001689105.xls
Saudi Energy | SEC RFP C001689105 | 909104862 | 50 909104862 SEAL,CW BOOSTER PUMP MECH... | 50 909104862 SEAL,CW BOOSTER PUMP MECH SEAL,70 MM DIA | 2 | ALLRFPs\Saudi Energy\SEC RFP C001689105\downloaded-rfp\SEC RFP C001689105.xls
Saudi Energy | SEC RFP C001689105 | 901214530 | 60 901214530 BAG:GP,DRY BAG,1850 MM X1... | 60 901214530 BAG:GP,DRY BAG,1850 MM X1850 MM,ASME | 1 | ALLRFPs\Saudi Energy\SEC RFP C001689105\downloaded-rfp\SEC RFP C001689105.xls
Saudi Energy | SEC RFP C001689105 | 902200604 | 70 902200604 PACKING,GLAND | 70 902200604 PACKING,GLAND | 8 | ALLRFPs\Saudi Energy\SEC RFP C001689105\downloaded-rfp\SEC RFP C001689105.xls
Saudi Energy | SEC RFP C001689105 | 905689477 | 80 905689477 ASSEMBLY,STEAM TURBINE BO... | 80 905689477 ASSEMBLY,STEAM TURBINE BOILER,CABLE WITH | 13 | ALLRFPs\Saudi Energy\SEC RFP C001689105\downloaded-rfp\SEC RFP C001689105.xls
Saudi Energy | SEC RFP C001689152 | 905681139 | 10 905681139 CASING,PUMP,STL,#268515PO... | 10 905681139 CASING,PUMP,STL,#268515POS1222 | 1 | ALLRFPs\Saudi Energy\SEC RFP C001689152\downloaded-rfp\SEC RFP C001689152.xls
Saudi Energy | SEC RFP C001689152 | 905618169 | 20 905618169 RELAY,TIME DELAY,#CAR115V | 20 905618169 RELAY,TIME DELAY,#CAR115V | 2 | ALLRFPs\Saudi Energy\SEC RFP C001689152\downloaded-rfp\SEC RFP C001689152.xls
Saudi Energy | SEC RFP C001689152 | 902504517 | 30 902504517 WIRE:THERMOCOUPLE,6 MM DI... | 30 902504517 WIRE:THERMOCOUPLE,6 MM DIA,12 M LG,1 PAI | 15 | ALLRFPs\Saudi Energy\SEC RFP C001689152\downloaded-rfp\SEC RFP C001689152.xls
Saudi Energy | SEC RFP C001689152 | 905586287 | 40 905586287 CONTACTOR:RELAY,690 V LIN... | 40 905586287 CONTACTOR:RELAY,690 V LINE,100 TO 127 V | 2 | ALLRFPs\Saudi Energy\SEC RFP C001689152\downloaded-rfp\SEC RFP C001689152.xls
Saudi Energy | SEC RFP C001689152 | 905687893 | 50 905687893 CONTROLLER,PROG LOGIC,#E5... | 50 905687893 CONTROLLER,PROG LOGIC,#E5EZ | 2 | ALLRFPs\Saudi Energy\SEC RFP C001689152\downloaded-rfp\SEC RFP C001689152.xls
Saudi Energy | SEC RFP C001689401 | 901211547 | 10 901211547 SENSOR,0 TO 10 PH,0 TO 14... | 10 901211547 SENSOR,0 TO 10 PH,0 TO 14 PH,2PIN,CPVC | 6 | ALLRFPs\Saudi Energy\SEC RFP C001689401\downloaded-rfp\SEC RFP C001689401.xls
Saudi Energy | SEC RFP C001689401 | 902020869 | 20 902020869 KIT,COMBUSTION CHAMBER,SU... | 20 902020869 KIT,COMBUSTION CHAMBER,SUPPORT AND SHAFT | 4 | ALLRFPs\Saudi Energy\SEC RFP C001689401\downloaded-rfp\SEC RFP C001689401.xls
Saudi Energy | SEC RFP C001689401 | 905640681 | 30 905640681 SUPPORT,SPRING,STL,8 MM I... | 30 905640681 SUPPORT,SPRING,STL,8 MM ID X (16 MM X 28 | 2 | ALLRFPs\Saudi Energy\SEC RFP C001689401\downloaded-rfp\SEC RFP C001689401.xls
Saudi Energy | SEC RFP C001689401 | 905913814 | 40 905913814 SENSOR,CONDUCTIVITY,IEC | 40 905913814 SENSOR,CONDUCTIVITY,IEC | 2 | ALLRFPs\Saudi Energy\SEC RFP C001689401\downloaded-rfp\SEC RFP C001689401.xls
Saudi Energy | SEC RFP C001689401 | 905942340 | 50 905942340 WIRE,DISTANCE,4 MM WD X 2... | 50 905942340 WIRE,DISTANCE,4 MM WD X 2.7 MM TH,SOLID, | 108 | ALLRFPs\Saudi Energy\SEC RFP C001689401\downloaded-rfp\SEC RFP C001689401.xls
Saudi Energy | SEC RFP C001689401 | 909203976 | 60 909203976 SPRING,DISC:*****,STAINLE... | 60 909203976 SPRING,DISC:*****,STAINLESS STEEL (316L) | 48 | ALLRFPs\Saudi Energy\SEC RFP C001689401\downloaded-rfp\SEC RFP C001689401.xls
Saudi Energy | SEC RFP C001701142 | 905920075 | 10 905920075 GLAND,CBL,60IP55 STANDARD... | 10 905920075 GLAND,CBL,60IP55 STANDARD/SPECIFICATION | 1 | ALLRFPs\Saudi Energy\SEC RFP C001701142\downloaded-rfp\SEC RFP C001701142.xls
Saudi Energy | SEC RFP C001701142 | 902507680 | 20 902507680 SUPPORT,TRANSITION PIECE,... | 20 902507680 SUPPORT,TRANSITION PIECE,STL,(20 MM X 38 | 30 | ALLRFPs\Saudi Energy\SEC RFP C001701142\downloaded-rfp\SEC RFP C001701142.xls
Saudi Energy | SEC RFP C001701153 | 902509720 | 10 902509720 SEAL, | 10 902509720 SEAL, | 184 | ALLRFPs\Saudi Energy\SEC RFP C001701153\downloaded-rfp\SEC RFP C001701153.xls
Saudi Energy | SEC RFP C001701153 | 901122729 | 20 901122729 TUBE, | 20 901122729 TUBE, | 2 | ALLRFPs\Saudi Energy\SEC RFP C001701153\downloaded-rfp\SEC RFP C001701153.xls
Saudi Energy | SEC RFP C001701153 | 905942696 | 30 905942696 UNION,TUBE,ZINC PLATED ST... | 30 905942696 UNION,TUBE,ZINC PLATED STL,#114A7706P006 | 4 | ALLRFPs\Saudi Energy\SEC RFP C001701153\downloaded-rfp\SEC RFP C001701153.xls
Saudi Energy | SEC RFP C001701153 | 905898646 | 40 905898646 CLIP:BULK NOUN | 40 905898646 CLIP:BULK NOUN | 20 | ALLRFPs\Saudi Energy\SEC RFP C001701153\downloaded-rfp\SEC RFP C001701153.xls
Saudi Energy | SEC RFP C001701153 | 905942988 | 50 905942988 GASKET,FUEL OIL PIPING AR... | 50 905942988 GASKET,FUEL OIL PIPING ARRANGEMENT,SPIRA | 44 | ALLRFPs\Saudi Energy\SEC RFP C001701153\downloaded-rfp\SEC RFP C001701153.xls
Saudi Energy | SEC RFP C001701153 | 901103507 | 60 901103507 PLATE,LOCKPLATE,99.50/80.... | 60 901103507 PLATE,LOCKPLATE,99.50/80.50 MM LT(BEND) | 12 | ALLRFPs\Saudi Energy\SEC RFP C001701153\downloaded-rfp\SEC RFP C001701153.xls
Saudi Energy | SEC RFP C001701153 | 902509517 | 70 902509517 BRACKET,BULLHORN, MACH-LH | 70 902509517 BRACKET,BULLHORN, MACH-LH | 56 | ALLRFPs\Saudi Energy\SEC RFP C001701153\downloaded-rfp\SEC RFP C001701153.xls
Saudi Energy | SEC RFP C001701153 | 901103888 | 80 901103888 FERRULE,FERRULE,TUBE-FRON... | 80 901103888 FERRULE,FERRULE,TUBE-FRONT,0.25 IN,STL,A | 98 | ALLRFPs\Saudi Energy\SEC RFP C001701153\downloaded-rfp\SEC RFP C001701153.xls
Saudi Energy | SEC RFP C001704350 | 902008769 | 10 902008769 CABLE:IGNITION,10 MM DIA ... | 10 902008769 CABLE:IGNITION,10 MM DIA X 8 M LG,RBR BR | 5 | ALLRFPs\Saudi Energy\SEC RFP C001704350\downloaded-rfp\SEC RFP C001704350.xls
Saudi Energy | SEC RFP C001718188 | 901113056 | 10 901113056 CONTACT SET:MAIN,450 AMP ... | 10 901113056 CONTACT SET:MAIN,450 AMP A,600 V,COOPER, | 12 | ALLRFPs\Saudi Energy\SEC RFP C001718188\downloaded-rfp\SEC RFP C001718188.xls
Saudi Energy | SEC RFP C001718188 | 902005288 | 20 902005288 SHAFT,PUMP,12 MM DIA X 30... | 20 902005288 SHAFT,PUMP,12 MM DIA X 30 MM LG,STL | 34 | ALLRFPs\Saudi Energy\SEC RFP C001718188\downloaded-rfp\SEC RFP C001718188.xls
Saudi Energy | SEC RFP C001718188 | 902008769 | 30 902008769 CABLE:IGNITION,10 MM DIA ... | 30 902008769 CABLE:IGNITION,10 MM DIA X 8 M LG,RBR BR | 7 | ALLRFPs\Saudi Energy\SEC RFP C001718188\downloaded-rfp\SEC RFP C001718188.xls
Saudi Energy | SEC RFP C001718188 | 905529363 | 40 905529363 BRUSH,ELEC,SHAFT GROUNDIN... | 40 905529363 BRUSH,ELEC,SHAFT GROUNDING,CRBN,#323B798 | 60 | ALLRFPs\Saudi Energy\SEC RFP C001718188\downloaded-rfp\SEC RFP C001718188.xls
Saudi Energy | SEC RFP C001718188 | 905913883 | 50 905913883 SHAFT,PUMP AND SPEED CONT... | 50 905913883 SHAFT,PUMP AND SPEED CONTROL LUBE INJECT | 72 | ALLRFPs\Saudi Energy\SEC RFP C001718188\downloaded-rfp\SEC RFP C001718188.xls
Saudi Energy | SEC RFP C001718188 | 905914352 | 60 905914352 SWITCH,PRES,1P2T,1 IN FNP... | 60 905914352 SWITCH,PRES,1P2T,1 IN FNPT,AA,#J120KS147 | 6 | ALLRFPs\Saudi Energy\SEC RFP C001718188\downloaded-rfp\SEC RFP C001718188.xls
Saudi Energy | SEC RFP C001718188 | 905941609 | 70 905941609 SWITCH,PRES,1P2T,1/4 IN F... | 70 905941609 SWITCH,PRES,1P2T,1/4 IN FPT,EP,#6900PEM3 | 5 | ALLRFPs\Saudi Energy\SEC RFP C001718188\downloaded-rfp\SEC RFP C001718188.xls
Saudi Energy | SEC RFP C001718188 | 909101909 | 80 909101909 CONTACT SET:MAIN,145A A,6... | 80 909101909 CONTACT SET:MAIN,145A A,600V AC 3PH 60HZ | 60 | ALLRFPs\Saudi Energy\SEC RFP C001718188\downloaded-rfp\SEC RFP C001718188.xls
Saudi Energy | SEC RFP C001718190 | 900010729 | 10 900010729 BELT,TIMING,3850-14M-55,5... | 10 900010729 BELT,TIMING,3850-14M-55,55 MM TWD,#38501 | 1 | ALLRFPs\Saudi Energy\SEC RFP C001718190\downloaded-rfp\SEC RFP C001718190.xls
Saudi Energy | SEC RFP C001718190 | 901102836 | 20 901102836 BELT,V,AP36,965 MM OC,12.... | 20 901102836 BELT,V,AP36,965 MM OC,12.70 MM TWD,#AP36 | 1 | ALLRFPs\Saudi Energy\SEC RFP C001718190\downloaded-rfp\SEC RFP C001718190.xls
Saudi Energy | SEC RFP C001718190 | 902004633 | 30 902004633 BELT,V,5VX1700,4 M AND 31... | 30 902004633 BELT,V,5VX1700,4 M AND 318 MM OC,#5VX170 | 80 | ALLRFPs\Saudi Energy\SEC RFP C001718190\downloaded-rfp\SEC RFP C001718190.xls
Saudi Energy | SEC RFP C001718190 | 902008769 | 40 902008769 CABLE:IGNITION,10 MM DIA ... | 40 902008769 CABLE:IGNITION,10 MM DIA X 8 M LG,RBR BR | 4 | ALLRFPs\Saudi Energy\SEC RFP C001718190\downloaded-rfp\SEC RFP C001718190.xls
Saudi Energy | SEC RFP C001718190 | 902018498 | 50 902018498 BELT:FLAT,POLYSTER FABRIC | 50 902018498 BELT:FLAT,POLYSTER FABRIC | 56 | ALLRFPs\Saudi Energy\SEC RFP C001718190\downloaded-rfp\SEC RFP C001718190.xls
Saudi Energy | SEC RFP C001718190 | 905942940 | 60 905942940 BELT,TIMING,540L,1 IN TWD... | 60 905942940 BELT,TIMING,540L,1 IN TWD,3/8 IN PT,#540 | 8 | ALLRFPs\Saudi Energy\SEC RFP C001718190\downloaded-rfp\SEC RFP C001718190.xls
Saudi Energy | SEC RFP C001726433 | 901016603 | 10 901016603 BRACKET,SAFETY, HOT GAS C... | 10 901016603 BRACKET,SAFETY, HOT GAS CASING,(35 MM WD | 44 | ALLRFPs\Saudi Energy\SEC RFP C001726433\downloaded-rfp\SEC RFP C001726433.xls
Saudi Energy | SEC RFP C001734603 | 901118896 | 10 901118896 SENSOR,BEARING ROTOR VIBR... | 10 901118896 SENSOR,BEARING ROTOR VIBRATION,0 TO 500 | 1 | ALLRFPs\Saudi Energy\SEC RFP C001734603\downloaded-rfp\SEC RFP C001734603.xls
Saudi Energy | SEC RFP C001734603 | 901207349 | 20 901207349 DRUM,BALANCE DISC, PUMP,1... | 20 901207349 DRUM,BALANCE DISC, PUMP,132.8 MM ID X 30 | 3 | ALLRFPs\Saudi Energy\SEC RFP C001734603\downloaded-rfp\SEC RFP C001734603.xls
Saudi Energy | SEC RFP C001734603 | 901211038 | 30 901211038 SENSOR,ORP SENSOR FOR DES... | 30 901211038 SENSOR,ORP SENSOR FOR DESALINATION SYSTE | 4 | ALLRFPs\Saudi Energy\SEC RFP C001734603\downloaded-rfp\SEC RFP C001734603.xls
Saudi Energy | SEC RFP C001734603 | 901212652 | 40 901212652 KIT,CONE,BOLT,BEARING,RIN... | 40 901212652 KIT,CONE,BOLT,BEARING,RING,CONTROL ARM,C | 1 | ALLRFPs\Saudi Energy\SEC RFP C001734603\downloaded-rfp\SEC RFP C001734603.xls
Saudi Energy | SEC RFP C001734603 | 901216952 | 50 901216952 THYRISTOR,N880CH30,3000 V... | 50 901216952 THYRISTOR,N880CH30,3000 VOLT,2064 AMPS,M | 1 | ALLRFPs\Saudi Energy\SEC RFP C001734603\downloaded-rfp\SEC RFP C001734603.xls
Saudi Energy | SEC RFP C001734603 | 901236818 | 60 901236818 SUPPORT,BOILER WASH WATER... | 60 901236818 SUPPORT,BOILER WASH WATER PUMP / TO HOLD | 1 | ALLRFPs\Saudi Energy\SEC RFP C001734603\downloaded-rfp\SEC RFP C001734603.xls
Saudi Energy | SEC RFP C001738905 | 900206106 | 10 900206106 REGULATOR,PRES,ALUMINIUM ... | 10 900206106 REGULATOR,PRES,ALUMINIUM DIE CAST,#AW30F | 9 | ALLRFPs\Saudi Energy\SEC RFP C001738905\downloaded-rfp\SEC RFP C001738905.xls
Saudi Energy | SEC RFP C001738905 | 901214869 | 20 901214869 MUFFLER:SILENCER,33 MM ID... | 20 901214869 MUFFLER:SILENCER,33 MM ID X (47 MM X 118 | 6 | ALLRFPs\Saudi Energy\SEC RFP C001738905\downloaded-rfp\SEC RFP C001738905.xls
Saudi Energy | SEC RFP C001738905 | 901200280 | 30 901200280 WASHER,FLAT,RD,STL,77 MM ... | 30 901200280 WASHER,FLAT,RD,STL,77 MM ID,0.09 MM TH | 4 | ALLRFPs\Saudi Energy\SEC RFP C001738905\downloaded-rfp\SEC RFP C001738905.xls
Saudi Energy | SEC RFP C001738905 | 901200641 | 40 901200641 ROPE,SEALING,CERAMIC FIBE... | 40 901200641 ROPE,SEALING,CERAMIC FIBER,M10 DIA,#CERA | 9 | ALLRFPs\Saudi Energy\SEC RFP C001738905\downloaded-rfp\SEC RFP C001738905.xls
Saudi Energy | SEC RFP C001738905 | 901402365 | 50 901402365 LUBRICATOR:PNEUMATIC,1 IN... | 50 901402365 LUBRICATOR:PNEUMATIC,1 IN FNPT,1 L CAPAC | 7 | ALLRFPs\Saudi Energy\SEC RFP C001738905\downloaded-rfp\SEC RFP C001738905.xls
Saudi Energy | SEC RFP C001738905 | 901412063 | 60 901412063 GA:PRES,0 TO 10 BAR,100 M... | 60 901412063 GA:PRES,0 TO 10 BAR,100 MM DIAL,1/2 IN | 1 | ALLRFPs\Saudi Energy\SEC RFP C001738905\downloaded-rfp\SEC RFP C001738905.xls
Saudi Energy | SEC RFP C001738905 | 901224649 | 70 901224649 SPRTR:BULK NOUN,CONN:BOLT... | 70 901224649 SPRTR:BULK NOUN,CONN:BOLTED,,MATL:CS (CO | 1 | ALLRFPs\Saudi Energy\SEC RFP C001738905\downloaded-rfp\SEC RFP C001738905.xls
Saudi Energy | SEC RFP C001738905 | 905649957 | 80 905649957 WASHER,FLAT,RD,SSTL,38 MM... | 80 905649957 WASHER,FLAT,RD,SSTL,38 MM ID,5 MM TH,#11 | 20 | ALLRFPs\Saudi Energy\SEC RFP C001738905\downloaded-rfp\SEC RFP C001738905.xls
Saudi Energy | SEC RFP C001738905 | 905661657 | 90 905661657 GAUGE,PRES,0 TO 250 BAR,1... | 90 905661657 GAUGE,PRES,0 TO 250 BAR,100MM DIAL,#6700 | 1 | ALLRFPs\Saudi Energy\SEC RFP C001738905\downloaded-rfp\SEC RFP C001738905.xls
Saudi Energy | SEC RFP C001738905 | 902019238 | 100 902019238 GAUGE,PRES,0 TO 250 BAR,6... | 100 902019238 GAUGE,PRES,0 TO 250 BAR,68 MM DIAL,#P000 | 1 | ALLRFPs\Saudi Energy\SEC RFP C001738905\downloaded-rfp\SEC RFP C001738905.xls
Saudi Energy | SEC RFP C001738905 | 902019316 | 110 902019316 GAUGE,PRES,0-16 BAR,100MM... | 110 902019316 GAUGE,PRES,0-16 BAR,100MM DIAL,4 1/2 IN | 3 | ALLRFPs\Saudi Energy\SEC RFP C001738905\downloaded-rfp\SEC RFP C001738905.xls
Saudi Energy | SEC RFP C001738905 | 905675228 | 120 905675228 GAUGE,PRES,0 TO 60 BAR,10... | 120 905675228 GAUGE,PRES,0 TO 60 BAR,100MM DIAL,#PI301 | 2 | ALLRFPs\Saudi Energy\SEC RFP C001738905\downloaded-rfp\SEC RFP C001738905.xls
Saudi Energy | SEC RFP C001738905 | 905680336 | 130 905680336 WASHER,FLAT,RD,A276 TP.31... | 130 905680336 WASHER,FLAT,RD,A276 TP.316,28 MM ID,#HCV | 3 | ALLRFPs\Saudi Energy\SEC RFP C001738905\downloaded-rfp\SEC RFP C001738905.xls
Saudi Energy | SEC RFP C001738905 | 905682827 | 140 905682827 SENSOR,PROXIMITY,RANGE 9,... | 140 905682827 SENSOR,PROXIMITY,RANGE 9,100 TO 240 VAC, | 4 | ALLRFPs\Saudi Energy\SEC RFP C001738905\downloaded-rfp\SEC RFP C001738905.xls
Saudi Energy | SEC RFP C001738905 | 905672646 | 150 905672646 GAUGE,PRES,0 TO 4 BAR,100... | 150 905672646 GAUGE,PRES,0 TO 4 BAR,100MM DIAL | 2 | ALLRFPs\Saudi Energy\SEC RFP C001738905\downloaded-rfp\SEC RFP C001738905.xls
Saudi Energy | SEC RFP C001738905 | 905675379 | 160 905675379 GAUGE,PRES,0 TO 4 BAR,100... | 160 905675379 GAUGE,PRES,0 TO 4 BAR,100MM DIAL,#MGS18A | 1 | ALLRFPs\Saudi Energy\SEC RFP C001738905\downloaded-rfp\SEC RFP C001738905.xls
Saudi Energy | SEC RFP C001738905 | 901108560 | 170 901108560 SPRING,COMP,CSTL,100 MM I... | 170 901108560 SPRING,COMP,CSTL,100 MM ID X 122 MM OD | 2 | ALLRFPs\Saudi Energy\SEC RFP C001738905\downloaded-rfp\SEC RFP C001738905.xls
Saudi Energy | SEC RFP C001738905 | 905682722 | 180 905682722 MATERIAL,SEALING,CORD,NIT... | 180 905682722 MATERIAL,SEALING,CORD,NITRILE RUBBER,4 M | 8 | ALLRFPs\Saudi Energy\SEC RFP C001738905\downloaded-rfp\SEC RFP C001738905.xls
Saudi Energy | SEC RFP C001738905 | 901201574 | 190 901201574 DETECTOR,RES TEMP,100 OHM... | 190 901201574 DETECTOR,RES TEMP,100 OHM AT 0 DEG C,#00 | 5 | ALLRFPs\Saudi Energy\SEC RFP C001738905\downloaded-rfp\SEC RFP C001738905.xls
Saudi Energy | SEC RFP C001739759 | 905590598 | 10 905590598 THERMOMETER,DIAL,#KWGZ000... | 10 905590598 THERMOMETER,DIAL,#KWGZ0000012296 | 1 | ALLRFPs\Saudi Energy\SEC RFP C001739759\downloaded-rfp\SEC RFP C001739759.xls
Saudi Energy | SEC RFP C001739759 | 905590860 | 20 905590860 THERMOMETER,DIAL,#KWGZ000... | 20 905590860 THERMOMETER,DIAL,#KWGZ0000012300 | 2 | ALLRFPs\Saudi Energy\SEC RFP C001739759\downloaded-rfp\SEC RFP C001739759.xls
Saudi Energy | SEC RFP C001739759 | 905600389 | 30 905600389 THERMOCOUPLE:TEMPERATURE,... | 30 905600389 THERMOCOUPLE:TEMPERATURE,K,95 TO 1260 DE | 3 | ALLRFPs\Saudi Energy\SEC RFP C001739759\downloaded-rfp\SEC RFP C001739759.xls
Saudi Energy | SEC RFP C001739759 | 902012106 | 40 902012106 MATERIAL,SEALING,CORD,RUB... | 40 902012106 MATERIAL,SEALING,CORD,RUBBER,8 MM DIA X | 120 | ALLRFPs\Saudi Energy\SEC RFP C001739759\downloaded-rfp\SEC RFP C001739759.xls
Saudi Energy | SEC RFP C001743163 | 901413403 | 10 901413403 SUPPORT,BULK NOUN: | 10 901413403 SUPPORT,BULK NOUN: | 6 | ALLRFPs\Saudi Energy\SEC RFP C001743163\downloaded-rfp\SEC RFP C001743163.xls
Saudi Energy | SEC RFP C001743163 | 901424400 | 20 901424400 GAUGE,PRES,DIAL,#P142024A... | 20 901424400 GAUGE,PRES,DIAL,#P142024A96POS13 | 4 | ALLRFPs\Saudi Energy\SEC RFP C001743163\downloaded-rfp\SEC RFP C001743163.xls
Saudi Energy | SEC RFP C001743167 | 902501085 | 10 902501085 THERMOCOUPLE:TEMPERATURE,... | 10 902501085 THERMOCOUPLE:TEMPERATURE,K,200 TO 2300 D | 3 | ALLRFPs\Saudi Energy\SEC RFP C001743167\downloaded-rfp\SEC RFP C001743167.xls
Saudi Energy | SEC RFP C001743167 | 900205601 | 20 900205601 SUPPORT,BULK NOUN:BOLTED,... | 20 900205601 SUPPORT,BULK NOUN:BOLTED,STAILNLESS STEE | 3 | ALLRFPs\Saudi Energy\SEC RFP C001743167\downloaded-rfp\SEC RFP C001743167.xls
Saudi Energy | SEC RFP C001743167 | 905831675 | 30 905831675 THERMOCOUPLE:TEMPERATURE,... | 30 905831675 THERMOCOUPLE:TEMPERATURE,SSTL,THD,INSERT | 2 | ALLRFPs\Saudi Energy\SEC RFP C001743167\downloaded-rfp\SEC RFP C001743167.xls
Saudi Energy | SEC RFP C001743167 | 901302115 | 40 901302115 THERMOCOUPLE:TEMPERATURE,... | 40 901302115 THERMOCOUPLE:TEMPERATURE,K,UNGROUNDED,12 | 2 | ALLRFPs\Saudi Energy\SEC RFP C001743167\downloaded-rfp\SEC RFP C001743167.xls
Saudi Energy | SEC RFP C001743167 | 901302803 | 50 901302803 THERMOCOUPLE:TEMPERATURE,... | 50 901302803 THERMOCOUPLE:TEMPERATURE,L 1 STA LOWER S | 1 | ALLRFPs\Saudi Energy\SEC RFP C001743167\downloaded-rfp\SEC RFP C001743167.xls
Saudi Energy | SEC RFP C001743167 | 901302805 | 60 901302805 THERMOCOUPLE:TEMPERATURE,... | 60 901302805 THERMOCOUPLE:TEMPERATURE,L 1 STA LOWER S | 1 | ALLRFPs\Saudi Energy\SEC RFP C001743167\downloaded-rfp\SEC RFP C001743167.xls
Saudi Energy | SEC RFP C001743167 | 901302804 | 70 901302804 THERMOCOUPLE:TEMPERATURE,... | 70 901302804 THERMOCOUPLE:TEMPERATURE,L 1 STA LOWER S | 1 | ALLRFPs\Saudi Energy\SEC RFP C001743167\downloaded-rfp\SEC RFP C001743167.xls
Saudi Energy | SEC RFP C001743167 | 905819024 | 80 905819024 GAUGE,PRES,0 TO 60 PSI,#M... | 80 905819024 GAUGE,PRES,0 TO 60 PSI,#MGS18060PSIG | 5 | ALLRFPs\Saudi Energy\SEC RFP C001743167\downloaded-rfp\SEC RFP C001743167.xls
Saudi Energy | SEC RFP C001743167 | 909106873 | 90 909106873 GAUGE,PRES,0 TO 1500 PSI/... | 90 909106873 GAUGE,PRES,0 TO 1500 PSI/10000 KPA,#1535 | 8 | ALLRFPs\Saudi Energy\SEC RFP C001743167\downloaded-rfp\SEC RFP C001743167.xls
Saudi Energy | SEC RFP C001743167 | 901476740 | 100 901476740 SENSOR,REVERSE ROTATION,0... | 100 901476740 SENSOR,REVERSE ROTATION,0.0 TO 1000 S,6 | 4 | ALLRFPs\Saudi Energy\SEC RFP C001743167\downloaded-rfp\SEC RFP C001743167.xls
Saudi Energy | SEC RFP C001743167 | 901240816 | 110 901240816 DIFFERENTIAL PRESSURE,0 T... | 110 901240816 DIFFERENTIAL PRESSURE,0 TO 30 IN H20, | 6 | ALLRFPs\Saudi Energy\SEC RFP C001743167\downloaded-rfp\SEC RFP C001743167.xls
Saudi Energy | SEC RFP C001743167 | 905819025 | 120 905819025 GAUGE,PRES,0 TO 15 PSI,#1... | 120 905819025 GAUGE,PRES,0 TO 15 PSI,#100T5500SL04L15 | 6 | ALLRFPs\Saudi Energy\SEC RFP C001743167\downloaded-rfp\SEC RFP C001743167.xls
Saudi Energy | SEC RFP C001743167 | 901109402 | 130 901109402 REGULATOR,PRES,#67DFR | 130 901109402 REGULATOR,PRES,#67DFR | 4 | ALLRFPs\Saudi Energy\SEC RFP C001743167\downloaded-rfp\SEC RFP C001743167.xls
Saudi Energy | SEC RFP C001743167 | 901241005 | 140 901241005 HORN:FIRE EXTINGUISING | 140 901241005 HORN:FIRE EXTINGUISING | 8 | ALLRFPs\Saudi Energy\SEC RFP C001743167\downloaded-rfp\SEC RFP C001743167.xls
Saudi Energy | SEC RFP C001743167 | 905831674 | 150 905831674 GAUGE,PRES,0 TO 100 PSI,4... | 150 905831674 GAUGE,PRES,0 TO 100 PSI,4-1/2 IN DIAL,#3 | 4 | ALLRFPs\Saudi Energy\SEC RFP C001743167\downloaded-rfp\SEC RFP C001743167.xls
Saudi Energy | SEC RFP C001743167 | 905922886 | 160 905922886 GAUGE,PRES,4-1/2 IN DIAL,... | 160 905922886 GAUGE,PRES,4-1/2 IN DIAL,#215D4505P0002 | 3 | ALLRFPs\Saudi Energy\SEC RFP C001743167\downloaded-rfp\SEC RFP C001743167.xls
Saudi Energy | SEC RFP C001743167 | 901107517 | 170 901107517 THERMOCOUPLE:TEMPERATURE,... | 170 901107517 THERMOCOUPLE:TEMPERATURE,TYPE K (CHROMEL | 2 | ALLRFPs\Saudi Energy\SEC RFP C001743167\downloaded-rfp\SEC RFP C001743167.xls
Saudi Energy | SEC RFP C001743167 | 901322159 | 180 901322159 GAUGE,DIFF PRESS,#272A613... | 180 901322159 GAUGE,DIFF PRESS,#272A6132P0052 | 3 | ALLRFPs\Saudi Energy\SEC RFP C001743167\downloaded-rfp\SEC RFP C001743167.xls
Saudi Energy | SEC RFP C001743167 | 905783248 | 190 905783248 GAUGE,PRES,#B638B1F7GAACA... | 190 905783248 GAUGE,PRES,#B638B1F7GAACAA | 5 | ALLRFPs\Saudi Energy\SEC RFP C001743167\downloaded-rfp\SEC RFP C001743167.xls
Saudi Energy | SEC RFP C001743167 | 901499993 | 200 901499993 RELAY,THERM OL,SS,132 TO ... | 200 901499993 RELAY,THERM OL,SS,132 TO 220 A,1NO1NC,#L | 2 | ALLRFPs\Saudi Energy\SEC RFP C001743167\downloaded-rfp\SEC RFP C001743167.xls
Saudi Energy | SEC RFP C001751043 | 902008250 | 10 902008250 CABLE:IGNITION,1/2 IN DIA... | 10 902008250 CABLE:IGNITION,1/2 IN DIA X 16 FT,25 KV, | 10 | ALLRFPs\Saudi Energy\SEC RFP C001751043\downloaded-rfp\SEC RFP C001751043.xls
Saudi Energy | SEC RFP C001759992 | 901102213 | 10 901102213 SENSOR,COMPRESSOR PRESSUR... | 10 901102213 SENSOR,COMPRESSOR PRESSURE,10 BARS,120 V | 6 | ALLRFPs\Saudi Energy\SEC RFP C001759992\downloaded-rfp\SEC RFP C001759992.xls
Saudi Energy | SEC RFP C001759992 | 901205629 | 20 901205629 FAN:AXIAL FLOW,146 CCW BA... | 20 901205629 FAN:AXIAL FLOW,146 CCW BAU,40 HP,1060 CF | 1 | ALLRFPs\Saudi Energy\SEC RFP C001759992\downloaded-rfp\SEC RFP C001759992.xls
Saudi Energy | SEC RFP C001759992 | 901214229 | 30 901214229 WEDGE,GATE VALVE,3 IN,A 1... | 30 901214229 WEDGE,GATE VALVE,3 IN,A 105 WITH STELLIT | 2 | ALLRFPs\Saudi Energy\SEC RFP C001759992\downloaded-rfp\SEC RFP C001759992.xls
Saudi Energy | SEC RFP C001759992 | 901214476 | 40 901214476 HUB,TURNING GEAR,40 MM ID... | 40 901214476 HUB,TURNING GEAR,40 MM ID X (110 MM X 13 | 1 | ALLRFPs\Saudi Energy\SEC RFP C001759992\downloaded-rfp\SEC RFP C001759992.xls
Saudi Energy | SEC RFP C001759992 | 901214856 | 50 901214856 THERMOCOUPLE:TEMPERATURE,... | 50 901214856 THERMOCOUPLE:TEMPERATURE,K,95 TO 1260 C, | 23 | ALLRFPs\Saudi Energy\SEC RFP C001759992\downloaded-rfp\SEC RFP C001759992.xls
Saudi Energy | SEC RFP C001759992 | 901215692 | 60 901215692 CONTROLLER:PHYSICAL PROPE... | 60 901215692 CONTROLLER:PHYSICAL PROPERTIES,TEMPERATU | 1 | ALLRFPs\Saudi Energy\SEC RFP C001759992\downloaded-rfp\SEC RFP C001759992.xls
Saudi Energy | SEC RFP C001759992 | 901224328 | 70 901224328 DRUM:BULK NOUN,MATL:STL/C... | 70 901224328 DRUM:BULK NOUN,MATL:STL/CELLULOSE FIBER, | 5 | ALLRFPs\Saudi Energy\SEC RFP C001759992\downloaded-rfp\SEC RFP C001759992.xls
Saudi Energy | SEC RFP C001759992 | 901425514 | 80 901425514 SPRG:COMP,SSTL,32 MM WD,8... | 80 901425514 SPRG:COMP,SSTL,32 MM WD,82 MM LG,3.5 MM | 15 | ALLRFPs\Saudi Energy\SEC RFP C001759992\downloaded-rfp\SEC RFP C001759992.xls
Saudi Energy | SEC RFP C001759992 | 901238714 | 90 901238714 CONTROLLER:PHYSICAL PROPE... | 90 901238714 CONTROLLER:PHYSICAL PROPERTIES,VARIABLE | 1 | ALLRFPs\Saudi Energy\SEC RFP C001759992\downloaded-rfp\SEC RFP C001759992.xls
Saudi Energy | SEC RFP C001759992 | 902202440 | 100 902202440 WEDGE,GATE VALVE,4 IN,CS/... | 100 902202440 WEDGE,GATE VALVE,4 IN,CS/WCB ASTM A105/2 | 1 | ALLRFPs\Saudi Energy\SEC RFP C001759992\downloaded-rfp\SEC RFP C001759992.xls
Saudi Energy | SEC RFP C001759992 | 902204679 | 110 902204679 FAN:CENTRIFUGAL,1600 CFM,... | 110 902204679 FAN:CENTRIFUGAL,1600 CFM,MIL-F-16717A | 2 | ALLRFPs\Saudi Energy\SEC RFP C001759992\downloaded-rfp\SEC RFP C001759992.xls
Saudi Energy | SEC RFP C001759992 | 902204722 | 120 902204722 SUPPORT,SPHERICAL,STL,(10... | 120 902204722 SUPPORT,SPHERICAL,STL,(10 MM X 18 MM) ID | 16 | ALLRFPs\Saudi Energy\SEC RFP C001759992\downloaded-rfp\SEC RFP C001759992.xls
Saudi Energy | SEC RFP C001759992 | 902204951 | 130 902204951 FAN:CENTRIFUGAL,1.2 KW,18... | 130 902204951 FAN:CENTRIFUGAL,1.2 KW,1864 KG/H,MIL-F-1 | 1 | ALLRFPs\Saudi Energy\SEC RFP C001759992\downloaded-rfp\SEC RFP C001759992.xls
Saudi Energy | SEC RFP C001759992 | 902204963 | 140 902204963 PISTON,CYLINDER,28 MM ID ... | 140 902204963 PISTON,CYLINDER,28 MM ID X (12 MM X 32 M | 1 | ALLRFPs\Saudi Energy\SEC RFP C001759992\downloaded-rfp\SEC RFP C001759992.xls
Saudi Energy | SEC RFP C001759992 | 902205385 | 150 902205385 SPRING,COMP,STL,30 MM ID ... | 150 902205385 SPRING,COMP,STL,30 MM ID X 56 MM OD,#HTG | 8 | ALLRFPs\Saudi Energy\SEC RFP C001759992\downloaded-rfp\SEC RFP C001759992.xls
Saudi Energy | SEC RFP C001759992 | 901228143 | 160 901228143 FAN:AXIAL FLOW,920 MM DIA... | 160 901228143 FAN:AXIAL FLOW,920 MM DIA X 300 MM HT,0. | 1 | ALLRFPs\Saudi Energy\SEC RFP C001759992\downloaded-rfp\SEC RFP C001759992.xls
Saudi Energy | SEC RFP C001759992 | 901228668 | 170 901228668 SPRING:DISC,INCONEL X-750... | 170 901228668 SPRING:DISC,INCONEL X-750/AMS 5699,DIN 2 | 1 | ALLRFPs\Saudi Energy\SEC RFP C001759992\downloaded-rfp\SEC RFP C001759992.xls
Saudi Energy | SEC RFP C001759992 | 905690343 | 180 905690343 FAN:AXIAL FLOW,18 KW,1712... | 180 905690343 FAN:AXIAL FLOW,18 KW,17125 KG/H,BIS IS 3 | 2 | ALLRFPs\Saudi Energy\SEC RFP C001759992\downloaded-rfp\SEC RFP C001759992.xls
Saudi Energy | SEC RFP C001759992 | 901231476 | 190 901231476 CONTROLLER:PHYSICAL PROPE... | 190 901231476 CONTROLLER:PHYSICAL PROPERTIES,PRESSURE, | 3 | ALLRFPs\Saudi Energy\SEC RFP C001759992\downloaded-rfp\SEC RFP C001759992.xls
Saudi Energy | SEC RFP- C001519643 | 301739162 | BLADE,BAND SAW,#301739162 | BLADE,BAND SAW,#301739162 | 5 | ALLRFPs\Saudi Energy\SEC RFP- C001519643\downloaded-rfp\SEC RFP- C001519643.xls
Saudi Energy | SEC RFP- C001556939 - 6001556939 | 904207397 | 10 904207397 CABLE,ELEC,CU,PLST,4/0 AW... | 10 904207397 CABLE,ELEC,CU,PLST,4/0 AWG,CLEAR,#7343XF | 500 | ALLRFPs\Saudi Energy\SEC RFP- C001556939 - 6001556939\downloaded-rfp\SEC RFP- C001556939 - 6001556939.xls
Saudi Energy | SEC RFP- C001557637 - 6001557637 | 905670091 | 10 905670091 CONDUCTOR:ELECTRICAL,AAC,... | 10 905670091 CONDUCTOR:ELECTRICAL,AAC,500 MCM,37,RIGH | 5,000 | ALLRFPs\Saudi Energy\SEC RFP- C001557637 - 6001557637\downloaded-rfp\SEC RFP- C001557637 - 6001557637.xls
Saudi Energy | SEC RFP- C001589477 - 6001589477 | 904206588 | 10 904206588 CABLE,ELEC,CU,XLPE,630/95... | 10 904206588 CABLE,ELEC,CU,XLPE,630/95 SQMM,1,#110K63 | 1,000 | ALLRFPs\Saudi Energy\SEC RFP- C001589477 - 6001589477\downloaded-rfp\SEC RFP- C001589477 - 6001589477.xls
Saudi Energy | SEC RFP- C001607347 | 905720783 | 10 905720783 CHANNEL,STRCTRL,BLACK CST... | 10 905720783 CHANNEL,STRCTRL,BLACK CSTL | 30 | ALLRFPs\Saudi Energy\SEC RFP- C001607347\downloaded-rfp\SEC RFP- C001607347.xls
Saudi Energy | SEC RFP- C001607347 | 905720784 | 20 905720784 CHANNEL,STRCTRL,CSTL | 20 905720784 CHANNEL,STRCTRL,CSTL | 30 | ALLRFPs\Saudi Energy\SEC RFP- C001607347\downloaded-rfp\SEC RFP- C001607347.xls
Saudi Energy | SEC RFP- C001607347 | 905747399 | 30 905747399 CHANNEL,STRCTRL,BLACK CST... | 30 905747399 CHANNEL,STRCTRL,BLACK CSTL | 30 | ALLRFPs\Saudi Energy\SEC RFP- C001607347\downloaded-rfp\SEC RFP- C001607347.xls
Saudi Energy | SEC RFP- C001607347 | 905747400 | 40 905747400 CHANNEL,STRCTRL,BLACK CST... | 40 905747400 CHANNEL,STRCTRL,BLACK CSTL | 30 | ALLRFPs\Saudi Energy\SEC RFP- C001607347\downloaded-rfp\SEC RFP- C001607347.xls
Saudi Energy | SEC RFP- C001609247 - 6001609247 | 904000014 | 10 904000014 CONDUCTOR:ELECTRICAL,ACAR... | 10 904000014 CONDUCTOR:ELECTRICAL,ACAR,547.4 SQMM,19/ | 500 | ALLRFPs\Saudi Energy\SEC RFP- C001609247 - 6001609247\downloaded-rfp\SEC RFP- C001609247 - 6001609247.xls
Saudi Energy | SEC RFP- C001609586 | 909205726 | 10 909205726 BRACKET,BULK NOUN:CAST ST... | 10 909205726 BRACKET,BULK NOUN:CAST STL,DVC 6200 FOR | 8 | ALLRFPs\Saudi Energy\SEC RFP- C001609586\downloaded-rfp\SEC RFP- C001609586.xls
Saudi Energy | SEC RFP- C001610259 | 901426739 | 10 901426739 SEGMENT, | 10 901426739 SEGMENT, | 16 | ALLRFPs\Saudi Energy\SEC RFP- C001610259\downloaded-rfp\SEC RFP- C001610259.xls
Saudi Energy | SEC RFP- C001610259 | 901426740 | 20 901426740 SEGMENT, | 20 901426740 SEGMENT, | 24 | ALLRFPs\Saudi Energy\SEC RFP- C001610259\downloaded-rfp\SEC RFP- C001610259.xls
Saudi Energy | SEC RFP- C001610259 | 901426741 | 30 901426741 RING, | 30 901426741 RING, | 8 | ALLRFPs\Saudi Energy\SEC RFP- C001610259\downloaded-rfp\SEC RFP- C001610259.xls
Saudi Energy | SEC RFP- C001610259 | 901426742 | 40 901426742 SEGMENT, | 40 901426742 SEGMENT, | 24 | ALLRFPs\Saudi Energy\SEC RFP- C001610259\downloaded-rfp\SEC RFP- C001610259.xls
Saudi Energy | SEC RFP- C001610259 | 901324398 | 50 901324398 PLATE,BOILER DUCT, TO PRE... | 50 901324398 PLATE,BOILER DUCT, TO PREVENT FLUE GAS L | 5 | ALLRFPs\Saudi Energy\SEC RFP- C001610259\downloaded-rfp\SEC RFP- C001610259.xls
Saudi Energy | SEC RFP- C001610259 | 901324168 | 60 901324168 PLATE,LP TURBINE , COVER ... | 60 901324168 PLATE,LP TURBINE , COVER PLATE FOR INNER | 100 | ALLRFPs\Saudi Energy\SEC RFP- C001610259\downloaded-rfp\SEC RFP- C001610259.xls
Saudi Energy | SEC RFP- C001610259 | 902468544 | 70 902468544 BKR:CIRCUIT, MOLDED CASE | 70 902468544 BKR:CIRCUIT, MOLDED CASE | 5 | ALLRFPs\Saudi Energy\SEC RFP- C001610259\downloaded-rfp\SEC RFP- C001610259.xls
Saudi Energy | SEC RFP- C001610259 | 901407472 | 80 901407472 TUBE,LANCE,#174644 | 80 901407472 TUBE,LANCE,#174644 | 1 | ALLRFPs\Saudi Energy\SEC RFP- C001610259\downloaded-rfp\SEC RFP- C001610259.xls
Saudi Energy | SEC RFP- C001610259 | 901407473 | 90 901407473 TUBE,LANCE,#174670 | 90 901407473 TUBE,LANCE,#174670 | 3 | ALLRFPs\Saudi Energy\SEC RFP- C001610259\downloaded-rfp\SEC RFP- C001610259.xls
Saudi Energy | SEC RFP- C001610259 | 901406446 | 100 901406446 RING,PISTON,627 MM OD X 5... | 100 901406446 RING,PISTON,627 MM OD X 591.6 ID MM X18 | 4 | ALLRFPs\Saudi Energy\SEC RFP- C001610259\downloaded-rfp\SEC RFP- C001610259.xls
Saudi Energy | SEC RFP- C001610259 | 901425697 | 110 901425697 ASSEMBLY,BULK NOUN: | 110 901425697 ASSEMBLY,BULK NOUN: | 1 | ALLRFPs\Saudi Energy\SEC RFP- C001610259\downloaded-rfp\SEC RFP- C001610259.xls
Saudi Energy | SEC RFP- C001610259 | 902207594 | 120 902207594 ASSEMBLY,BOILER BURNER OI... | 120 902207594 ASSEMBLY,BOILER BURNER OIL GUN,FLEXIBLE | 3 | ALLRFPs\Saudi Energy\SEC RFP- C001610259\downloaded-rfp\SEC RFP- C001610259.xls
Saudi Energy | SEC RFP- C001610259 | 901406450 | 130 901406450 PISTON,TOOTHED,132.7 OD 5... | 130 901406450 PISTON,TOOTHED,132.7 OD 535 LG,LAST 460T | 2 | ALLRFPs\Saudi Energy\SEC RFP- C001610259\downloaded-rfp\SEC RFP- C001610259.xls
Saudi Energy | SEC RFP- C001610259 | 901406451 | 140 901406451 PISTON,TOOTHED,132.7 OD 4... | 140 901406451 PISTON,TOOTHED,132.7 OD 440 LG,LAST 460T | 2 | ALLRFPs\Saudi Energy\SEC RFP- C001610259\downloaded-rfp\SEC RFP- C001610259.xls
Saudi Energy | SEC RFP- C001610259 | 901407633 | 150 901407633 SLEEVE, | 150 901407633 SLEEVE, | 6 | ALLRFPs\Saudi Energy\SEC RFP- C001610259\downloaded-rfp\SEC RFP- C001610259.xls
Saudi Energy | SEC RFP- C001610259 | 902468049 | 160 902468049 ROD,BULK NOUN:STL,GENERAT... | 160 902468049 ROD,BULK NOUN:STL,GENERATOR / ROD,2 MM D | 4 | ALLRFPs\Saudi Energy\SEC RFP- C001610259\downloaded-rfp\SEC RFP- C001610259.xls
Saudi Energy | SEC RFP- C001610259 | 901404237 | 170 901404237 RING,BULK NOUN: | 170 901404237 RING,BULK NOUN: | 2 | ALLRFPs\Saudi Energy\SEC RFP- C001610259\downloaded-rfp\SEC RFP- C001610259.xls
Saudi Energy | SEC RFP- C001610259 | 901404238 | 180 901404238 RING,BULK NOUN: | 180 901404238 RING,BULK NOUN: | 2 | ALLRFPs\Saudi Energy\SEC RFP- C001610259\downloaded-rfp\SEC RFP- C001610259.xls
Saudi Energy | SEC RFP- C001610259 | 901425788 | 190 901425788 RING,BULK NOUN: | 190 901425788 RING,BULK NOUN: | 8 | ALLRFPs\Saudi Energy\SEC RFP- C001610259\downloaded-rfp\SEC RFP- C001610259.xls
Saudi Energy | SEC RFP- C001610259 | 901407707 | 200 901407707 RING, | 200 901407707 RING, | 3 | ALLRFPs\Saudi Energy\SEC RFP- C001610259\downloaded-rfp\SEC RFP- C001610259.xls
Saudi Energy | SEC RFP- C001610259 | 901417991 | 210 901417991 RING, | 210 901417991 RING, | 6 | ALLRFPs\Saudi Energy\SEC RFP- C001610259\downloaded-rfp\SEC RFP- C001610259.xls
Saudi Energy | SEC RFP- C001610259 | 901420652 | 220 901420652 RING,BULK NOUN: | 220 901420652 RING,BULK NOUN: | 1 | ALLRFPs\Saudi Energy\SEC RFP- C001610259\downloaded-rfp\SEC RFP- C001610259.xls
Saudi Energy | SEC RFP- C001610259 | 901420656 | 230 901420656 RING,BULK NOUN: | 230 901420656 RING,BULK NOUN: | 1 | ALLRFPs\Saudi Energy\SEC RFP- C001610259\downloaded-rfp\SEC RFP- C001610259.xls
Saudi Energy | SEC RFP- C001610259 | 900461998 | 240 900461998 PIECE,BULK NOUN:STL,LP TU... | 240 900461998 PIECE,BULK NOUN:STL,LP TURBINE VENTILATI | 4 | ALLRFPs\Saudi Energy\SEC RFP- C001610259\downloaded-rfp\SEC RFP- C001610259.xls
Saudi Energy | SEC RFP- C001610259 | 901411566 | 250 901411566 RING,BULK NOUN: | 250 901411566 RING,BULK NOUN: | 5 | ALLRFPs\Saudi Energy\SEC RFP- C001610259\downloaded-rfp\SEC RFP- C001610259.xls
Saudi Energy | SEC RFP- C001610259 | 901207351 | 260 901207351 SEAT,BALANCE DISC,200 MM ... | 260 901207351 SEAT,BALANCE DISC,200 MM ID X 358 MM OD | 1 | ALLRFPs\Saudi Energy\SEC RFP- C001610259\downloaded-rfp\SEC RFP- C001610259.xls
Saudi Energy | SEC RFP- C001610259 | 902465599 | 270 902465599 RING,SWING CHECK VALVE / ... | 270 902465599 RING,SWING CHECK VALVE / COVER SEAL,740 | 8 | ALLRFPs\Saudi Energy\SEC RFP- C001610259\downloaded-rfp\SEC RFP- C001610259.xls
Saudi Energy | SEC RFP- C001610259 | 901217287 | 280 901217287 CASING,BULK NOUN:ASTM A21... | 280 901217287 CASING,BULK NOUN:ASTM A216 GR WCB/A105 O | 2 | ALLRFPs\Saudi Energy\SEC RFP- C001610259\downloaded-rfp\SEC RFP- C001610259.xls
Saudi Energy | SEC RFP- C001610259 | 900461946 | 290 900461946 CONNECTOR,NON-ELECTRICAL:... | 290 900461946 CONNECTOR,NON-ELECTRICAL:PRESSURE LINE,3 | 12 | ALLRFPs\Saudi Energy\SEC RFP- C001610259\downloaded-rfp\SEC RFP- C001610259.xls
Saudi Energy | SEC RFP- C001610259 | 900461947 | 300 900461947 CONNECTOR,NON-ELECTRICAL:... | 300 900461947 CONNECTOR,NON-ELECTRICAL:PRESSURE LINE,3 | 12 | ALLRFPs\Saudi Energy\SEC RFP- C001610259\downloaded-rfp\SEC RFP- C001610259.xls
Saudi Energy | SEC RFP- C001610259 | 900461948 | 310 900461948 CONNECTOR,NON-ELECTRICAL:... | 310 900461948 CONNECTOR,NON-ELECTRICAL:PRESSURE LINE,3 | 8 | ALLRFPs\Saudi Energy\SEC RFP- C001610259\downloaded-rfp\SEC RFP- C001610259.xls
Saudi Energy | SEC RFP- C001610259 | 900461949 | 320 900461949 CONNECTOR,NON-ELECTRICAL:... | 320 900461949 CONNECTOR,NON-ELECTRICAL:PRESSURE LINE,3 | 6 | ALLRFPs\Saudi Energy\SEC RFP- C001610259\downloaded-rfp\SEC RFP- C001610259.xls
Saudi Energy | SEC RFP- C001613813 | 905705454 | 10 905705454 ANGLE,STRUCTURAL,4 IN X 3... | 10 905705454 ANGLE,STRUCTURAL,4 IN X 3 IN,20 FT,3/8 I | 410 | ALLRFPs\Saudi Energy\SEC RFP- C001613813\downloaded-rfp\SEC RFP- C001613813.xls
Saudi Energy | SEC RFP- C001625277 - 6001625277 | 905562176 | 10 905562176 CABLE,ELEC,CU,XLPE,630SQM... | 10 905562176 CABLE,ELEC,CU,XLPE,630SQMM,1 | 500 | ALLRFPs\Saudi Energy\SEC RFP- C001625277 - 6001625277\downloaded-rfp\SEC RFP- C001625277 - 6001625277.xls
Saudi Energy | SEC RFP- C001626273 - 6001626273 | 905780378 | 10 905780378 CABLE,ELEC,CU,XLPE,800 SQ... | 10 905780378 CABLE,ELEC,CU,XLPE,800 SQMM,1,#IULXXJ316 | 1,500 | ALLRFPs\Saudi Energy\SEC RFP- C001626273 - 6001626273\downloaded-rfp\SEC RFP- C001626273 - 6001626273.xls
Saudi Energy | SEC RFP- C001633255 - 6001633255 | 903300945 | 10 903300945 CONDUCTOR:ELECTRICAL,COPP... | 10 903300945 CONDUCTOR:ELECTRICAL,COPPER CLAD STEEL,7 | 3,281 | ALLRFPs\Saudi Energy\SEC RFP- C001633255 - 6001633255\downloaded-rfp\SEC RFP- C001633255 - 6001633255.xls
Saudi Energy | SEC RFP- C001634264 | 902000821 | 10 902000821 SCREW,CAP,ASTL QUENCHED A... | 10 902000821 SCREW,CAP,ASTL QUENCHED AND TEMPERED,#N1 | 50 | ALLRFPs\Saudi Energy\SEC RFP- C001634264\downloaded-rfp\SEC RFP- C001634264.xls
Saudi Energy | SEC RFP- C001634264 | 905916926 | 20 905916926 CABLE:IGNITION,12 MM DIA ... | 20 905916926 CABLE:IGNITION,12 MM DIA X 3 M AND 680 M | 20 | ALLRFPs\Saudi Energy\SEC RFP- C001634264\downloaded-rfp\SEC RFP- C001634264.xls
Saudi Energy | SEC RFP- C001634264 | 905934835 | 30 905934835 HUB,NETWORK,ETHERNET SWIT... | 30 905934835 HUB,NETWORK,ETHERNET SWITCH 16 PORTS,2.6 | 20 | ALLRFPs\Saudi Energy\SEC RFP- C001634264\downloaded-rfp\SEC RFP- C001634264.xls
Saudi Energy | SEC RFP- C001634264 | 901104357 | 40 901104357 CONTACT SET:AUXILIARY,250... | 40 901104357 CONTACT SET:AUXILIARY,250 A,250VAC/DC,GA | 12 | ALLRFPs\Saudi Energy\SEC RFP- C001634264\downloaded-rfp\SEC RFP- C001634264.xls
Saudi Energy | SEC RFP- C001634264 | 905508552 | 50 905508552 RELAY:GP,16 A,3NO1NC,125 ... | 50 905508552 RELAY:GP,16 A,3NO1NC,125 VDC,SILVER PLAT | 45 | ALLRFPs\Saudi Energy\SEC RFP- C001634264\downloaded-rfp\SEC RFP- C001634264.xls
Saudi Energy | SEC RFP- C001634264 | 905503644 | 60 905503644 TRANSFORMER:CONTROL,0.5 K... | 60 905503644 TRANSFORMER:CONTROL,0.5 KVA,127/220/380/ | 10 | ALLRFPs\Saudi Energy\SEC RFP- C001634264\downloaded-rfp\SEC RFP- C001634264.xls
Saudi Energy | SEC RFP- C001639019 | 905941987 | 10 905941987 VALVE,CHECK,WAFER,4IN,125... | 10 905941987 VALVE,CHECK,WAFER,4IN,125 LB,#16004VALVE | 1 | ALLRFPs\Saudi Energy\SEC RFP- C001639019\downloaded-rfp\SEC RFP- C001639019.xls
Saudi Energy | SEC RFP- C001639019 | 905838463 | 20 905838463 BELT:FLAT,60 MM WD X 2118... | 20 905838463 BELT:FLAT,60 MM WD X 2118 MM LG X 1.4 MM | 20 | ALLRFPs\Saudi Energy\SEC RFP- C001639019\downloaded-rfp\SEC RFP- C001639019.xls
Saudi Energy | SEC RFP- C001639019 | 905942666 | 30 905942666 ADAPTER,TUBE TO PIPE,COMP... | 30 905942666 ADAPTER,TUBE TO PIPE,COMPRESSION X MPT,3 | 100 | ALLRFPs\Saudi Energy\SEC RFP- C001639019\downloaded-rfp\SEC RFP- C001639019.xls
Saudi Energy | SEC RFP- C001639019 | 905942056 | 40 905942056 BEARING,BALL,CONRAD,RADIA... | 40 905942056 BEARING,BALL,CONRAD,RADIAL,1 R,70 MM ID | 2 | ALLRFPs\Saudi Energy\SEC RFP- C001639019\downloaded-rfp\SEC RFP- C001639019.xls
Saudi Energy | SEC RFP- C001639019 | 901107014 | 50 901107014 BEARING,BALL,BARRIER SEAL... | 50 901107014 BEARING,BALL,BARRIER SEAL,SGL R,50 MM ID | 2 | ALLRFPs\Saudi Energy\SEC RFP- C001639019\downloaded-rfp\SEC RFP- C001639019.xls
Saudi Energy | SEC RFP- C001639019 | 901110366 | 60 901110366 WIRE:THERMOCOUPLE,2.5 MM ... | 60 901110366 WIRE:THERMOCOUPLE,2.5 MM DIA,THERMOCOUPL | 2 | ALLRFPs\Saudi Energy\SEC RFP- C001639019\downloaded-rfp\SEC RFP- C001639019.xls
Saudi Energy | SEC RFP- C001643738 - 6001643738 | 909104990 | 10 909104990 CABLE,FBROPT,MULTI MODE,2... | 10 909104990 CABLE,FBROPT,MULTI MODE,20 METERS,#PCSS6 | 10 | ALLRFPs\Saudi Energy\SEC RFP- C001643738 - 6001643738\downloaded-rfp\SEC RFP- C001643738 - 6001643738.xls
Saudi Energy | SEC RFP- C001643738 - 6001643738 | 909104987 | 20 909104987 CABLE,FBROPT,SM,20 METERS... | 20 909104987 CABLE,FBROPT,SM,20 METERS,DPLX FBR,#PCHH | 10 | ALLRFPs\Saudi Energy\SEC RFP- C001643738 - 6001643738\downloaded-rfp\SEC RFP- C001643738 - 6001643738.xls
Saudi Energy | SEC RFP- C001643738 - 6001643738 | 909101375 | 30 909101375 CABLE,FBROPT,SINGLE MODE ... | 30 909101375 CABLE,FBROPT,SINGLE MODE (ITU-T-G-652) | 5 | ALLRFPs\Saudi Energy\SEC RFP- C001643738 - 6001643738\downloaded-rfp\SEC RFP- C001643738 - 6001643738.xls
Saudi Energy | SEC RFP- C001643738 - 6001643738 | 903384709 | 40 903384709 CABLE,FBROPT,SINGLE / LC ... | 40 903384709 CABLE,FBROPT,SINGLE / LC TO LC,25 M,#6XV | 10 | ALLRFPs\Saudi Energy\SEC RFP- C001643738 - 6001643738\downloaded-rfp\SEC RFP- C001643738 - 6001643738.xls
Saudi Energy | SEC RFP- C001643822 | 904205270 | 10 904205270 CONDUCTOR:ELECTRICAL,ALUM... | 10 904205270 CONDUCTOR:ELECTRICAL,ALUMINIUM ALLOY,500 | 122,000 | ALLRFPs\Saudi Energy\SEC RFP- C001643822\downloaded-rfp\SEC RFP- C001643822.xls
Saudi Energy | SEC RFP- C001647829 | 901103181 | 10 901103181 THERMOCOUPLE:TEMPERATURE,... | 10 901103181 THERMOCOUPLE:TEMPERATURE,K,200 TO 2300 D | 84 | ALLRFPs\Saudi Energy\SEC RFP- C001647829\downloaded-rfp\SEC RFP- C001647829.xls
Saudi Energy | SEC RFP- C001647829 | 905896927 | 20 905896927 TRANSDUCER:SPEED,1.8 MM (... | 20 905896927 TRANSDUCER:SPEED,1.8 MM (70 MILS) PEAK T | 280 | ALLRFPs\Saudi Energy\SEC RFP- C001647829\downloaded-rfp\SEC RFP- C001647829.xls
Saudi Energy | SEC RFP- C001647829 | 901212017 | 30 901212017 THERMOCOUPLE:TEMPERATURE,... | 30 901212017 THERMOCOUPLE:TEMPERATURE,K,200 TO 2300 D | 30 | ALLRFPs\Saudi Energy\SEC RFP- C001647829\downloaded-rfp\SEC RFP- C001647829.xls
Saudi Energy | SEC RFP- C001647829 | 902008020 | 40 902008020 THERMOCOUPLE:TEMPERATURE,... | 40 902008020 THERMOCOUPLE:TEMPERATURE,K,200 TO 2300 D | 49 | ALLRFPs\Saudi Energy\SEC RFP- C001647829\downloaded-rfp\SEC RFP- C001647829.xls
Saudi Energy | SEC RFP- C001647829 | 905942354 | 50 905942354 GAUGE,DIFF PRESS,#272A613... | 50 905942354 GAUGE,DIFF PRESS,#272A6132P042 | 14 | ALLRFPs\Saudi Energy\SEC RFP- C001647829\downloaded-rfp\SEC RFP- C001647829.xls
Saudi Energy | SEC RFP- C001647829 | 902008083 | 60 902008083 THERMOCOUPLE:TEMPERATURE,... | 60 902008083 THERMOCOUPLE:TEMPERATURE,K,200 TO 2300 D | 14 | ALLRFPs\Saudi Energy\SEC RFP- C001647829\downloaded-rfp\SEC RFP- C001647829.xls
Saudi Energy | SEC RFP- C001647829 | 902008133 | 70 902008133 THERMOCOUPLE:TEMPERATURE,... | 70 902008133 THERMOCOUPLE:TEMPERATURE,K,200 TO 2300 D | 15 | ALLRFPs\Saudi Energy\SEC RFP- C001647829\downloaded-rfp\SEC RFP- C001647829.xls
Saudi Energy | SEC RFP- C001647829 | 905942363 | 80 905942363 THERMOCOUPLE:TEMPERATURE,... | 80 905942363 THERMOCOUPLE:TEMPERATURE,K,95 TO 1260 DE | 14 | ALLRFPs\Saudi Energy\SEC RFP- C001647829\downloaded-rfp\SEC RFP- C001647829.xls
Saudi Energy | SEC RFP- C001647829 | 905503792 | 90 905503792 GAUGE,PRES,#315A2970P4052... | 90 905503792 GAUGE,PRES,#315A2970P405200PSI | 18 | ALLRFPs\Saudi Energy\SEC RFP- C001647829\downloaded-rfp\SEC RFP- C001647829.xls
Saudi Energy | SEC RFP- C001647829 | 905943428 | 100 905943428 WASHER,FLAT,RD,CADMIUM PL... | 100 905943428 WASHER,FLAT,RD,CADMIUM PLATED CSTL,#G160 | 12 | ALLRFPs\Saudi Energy\SEC RFP- C001647829\downloaded-rfp\SEC RFP- C001647829.xls
Saudi Energy | SEC RFP- C001647829 | 905923191 | 110 905923191 MATERIAL,CORD/O-RING, CIR... | 110 905923191 MATERIAL,CORD/O-RING, CIRCULATING WATER | 14 | ALLRFPs\Saudi Energy\SEC RFP- C001647829\downloaded-rfp\SEC RFP- C001647829.xls
Saudi Energy | SEC RFP- C001647869 | 905519689 | 10 905519689 WIRE:THERMOCOUPLE,18 AWG,... | 10 905519689 WIRE:THERMOCOUPLE,18 AWG,AL/CHROMIUM | 150 | ALLRFPs\Saudi Energy\SEC RFP- C001647869\downloaded-rfp\SEC RFP- C001647869.xls
Saudi Energy | SEC RFP- C001647945 | 902008769 | 10 902008769 CABLE:IGNITION,10 MM DIA ... | 10 902008769 CABLE:IGNITION,10 MM DIA X 8 M LG,RBR BR | 2 | ALLRFPs\Saudi Energy\SEC RFP- C001647945\downloaded-rfp\SEC RFP- C001647945.xls
Saudi Energy | SEC RFP- C001647945 | 901407579 | 20 901407579 PUMP,CNTRFGL,82.2 CUM/HR,... | 20 901407579 PUMP,CNTRFGL,82.2 CUM/HR,2 STG,35 MH HD | 2 | ALLRFPs\Saudi Energy\SEC RFP- C001647945\downloaded-rfp\SEC RFP- C001647945.xls
Saudi Energy | SEC RFP- C001647953 | 905548889 | 10 905548889 BLOWER:CENTRIFUGAL,450 CF... | 10 905548889 BLOWER:CENTRIFUGAL,450 CFM CAPACITY,WHEE | 1 | ALLRFPs\Saudi Energy\SEC RFP- C001647953\downloaded-rfp\SEC RFP- C001647953.xls
Saudi Energy | SEC RFP- C001647953 | 901100150 | 20 901100150 SCREW,CAP,STL,1/2 IN DIA,... | 20 901100150 SCREW,CAP,STL,1/2 IN DIA,13 TPI UNC,#293 | 20 | ALLRFPs\Saudi Energy\SEC RFP- C001647953\downloaded-rfp\SEC RFP- C001647953.xls
Saudi Energy | SEC RFP- C001647953 | 901114688 | 30 901114688 SCREW,CAP,PRECIPITATION H... | 30 901114688 SCREW,CAP,PRECIPITATION HARDENING STL,#N | 20 | ALLRFPs\Saudi Energy\SEC RFP- C001647953\downloaded-rfp\SEC RFP- C001647953.xls
Saudi Energy | SEC RFP- C001647953 | 905531791 | 40 905531791 HOSE:METALLIC,AOTMIZING A... | 40 905531791 HOSE:METALLIC,AOTMIZING AIR,1-1/4 IN DIA | 5 | ALLRFPs\Saudi Energy\SEC RFP- C001647953\downloaded-rfp\SEC RFP- C001647953.xls
Saudi Energy | SEC RFP- C001647953 | 905941986 | 50 905941986 BEARING:PLAIN,FLANGED BUS... | 50 905941986 BEARING:PLAIN,FLANGED BUSHING,THRUST,45 | 8 | ALLRFPs\Saudi Energy\SEC RFP- C001647953\downloaded-rfp\SEC RFP- C001647953.xls
Saudi Energy | SEC RFP- C001647953 | 905929383 | 60 905929383 ELEMENT,FILTER,LUBE OIL M... | 60 905929383 ELEMENT,FILTER,LUBE OIL MIST ELIMINATOR, | 12 | ALLRFPs\Saudi Energy\SEC RFP- C001647953\downloaded-rfp\SEC RFP- C001647953.xls
Saudi Energy | SEC RFP- C001647953 | 905928492 | 70 905928492 FILTER,OIL,GLASS-FIBER ST... | 70 905928492 FILTER,OIL,GLASS-FIBER STAKED,#HTCT80421 | 7 | ALLRFPs\Saudi Energy\SEC RFP- C001647953\downloaded-rfp\SEC RFP- C001647953.xls
Saudi Energy | SEC RFP- C001647953 | 905910495 | 80 905910495 ELEMENT,FILTER,AIR,GAS TU... | 80 905910495 ELEMENT,FILTER,AIR,GAS TURBINE,(10 MM X | 10 | ALLRFPs\Saudi Energy\SEC RFP- C001647953\downloaded-rfp\SEC RFP- C001647953.xls
Saudi Energy | SEC RFP- C001647953 | 901101444 | 90 901101444 VALVE,DIAPH,DIE-CAST ZINC... | 90 901101444 VALVE,DIAPH,DIE-CAST ZINC BODY,1/2 IN,#V | 6 | ALLRFPs\Saudi Energy\SEC RFP- C001647953\downloaded-rfp\SEC RFP- C001647953.xls
Saudi Energy | SEC RFP- C001647953 | 901106686 | 100 901106686 FILTER,OIL,PLEATED PAPER,... | 100 901106686 FILTER,OIL,PLEATED PAPER,#P0070002 | 3 | ALLRFPs\Saudi Energy\SEC RFP- C001647953\downloaded-rfp\SEC RFP- C001647953.xls
Saudi Energy | SEC RFP- C001647953 | 905543637 | 110 905543637 HOLDER,ELECTRICAL BRUSH,G... | 110 905543637 HOLDER,ELECTRICAL BRUSH,GENERATOR GROUND | 403 | ALLRFPs\Saudi Energy\SEC RFP- C001647953\downloaded-rfp\SEC RFP- C001647953.xls
Saudi Energy | SEC RFP- C001647953 | 905927838 | 120 905927838 TRANSDUCER:VIBRATION, | 120 905927838 TRANSDUCER:VIBRATION, | 5 | ALLRFPs\Saudi Energy\SEC RFP- C001647953\downloaded-rfp\SEC RFP- C001647953.xls
Saudi Energy | SEC RFP- C001647953 | 905543396 | 130 905543396 LINER,STRAINER,134 MM DIA... | 130 905543396 LINER,STRAINER,134 MM DIA X 850 MM LG,NY | 28 | ALLRFPs\Saudi Energy\SEC RFP- C001647953\downloaded-rfp\SEC RFP- C001647953.xls
Saudi Energy | SEC RFP- C001647953 | 902009281 | 140 902009281 TRANSDUCER:POSITION,0 TO ... | 140 902009281 TRANSDUCER:POSITION,0 TO PLUS OR MINUS 1 | 6 | ALLRFPs\Saudi Energy\SEC RFP- C001647953\downloaded-rfp\SEC RFP- C001647953.xls
Saudi Energy | SEC RFP- C001647953 | 905542994 | 150 905542994 LUBRICATOR:AUTOMATIC,R1/4... | 150 905542994 LUBRICATOR:AUTOMATIC,R1/4 IN MNPT,1 PT C | 16 | ALLRFPs\Saudi Energy\SEC RFP- C001647953\downloaded-rfp\SEC RFP- C001647953.xls
Saudi Energy | SEC RFP- C001647953 | 905942404 | 160 905942404 THERMOMETER,DIAL,#1348009 | 160 905942404 THERMOMETER,DIAL,#1348009 | 48 | ALLRFPs\Saudi Energy\SEC RFP- C001647953\downloaded-rfp\SEC RFP- C001647953.xls
Saudi Energy | SEC RFP- C001647953 | 902503150 | 170 902503150 PICK-UP:VIBRATION, | 170 902503150 PICK-UP:VIBRATION, | 32 | ALLRFPs\Saudi Energy\SEC RFP- C001647953\downloaded-rfp\SEC RFP- C001647953.xls
Saudi Energy | SEC RFP- C001647953 | 901103187 | 180 901103187 THERMOCOUPLE:TEMPERATURE,... | 180 901103187 THERMOCOUPLE:TEMPERATURE,K-TYPE,200 TO 2 | 8 | ALLRFPs\Saudi Energy\SEC RFP- C001647953\downloaded-rfp\SEC RFP- C001647953.xls
Saudi Energy | SEC RFP- C001647953 | 905911367 | 190 905911367 KEY:SHAFT,RECTANGULAR,14 ... | 190 905911367 KEY:SHAFT,RECTANGULAR,14 MM WD X 90 MM L | 8 | ALLRFPs\Saudi Energy\SEC RFP- C001647953\downloaded-rfp\SEC RFP- C001647953.xls
Saudi Energy | SEC RFP- C001647953 | 902507406 | 200 902507406 WIRE:THERMOCOUPLE,18 AWG,... | 200 902507406 WIRE:THERMOCOUPLE,18 AWG,30 M LG,2 CORE | 6 | ALLRFPs\Saudi Energy\SEC RFP- C001647953\downloaded-rfp\SEC RFP- C001647953.xls
Saudi Energy | SEC RFP- C001647953 | 905527816 | 210 905527816 GAUGE,PRES,0 TO 60 PSI,4-... | 210 905527816 GAUGE,PRES,0 TO 60 PSI,4-1/2 IN DIAL,#23 | 1 | ALLRFPs\Saudi Energy\SEC RFP- C001647953\downloaded-rfp\SEC RFP- C001647953.xls
Saudi Energy | SEC RFP- C001647953 | 902503050 | 220 902503050 CIRCUIT:CONTROL,MAIN DRIV... | 220 902503050 CIRCUIT:CONTROL,MAIN DRIVE CONTROL,SPEED | 4 | ALLRFPs\Saudi Energy\SEC RFP- C001647953\downloaded-rfp\SEC RFP- C001647953.xls
Saudi Energy | SEC RFP- C001647953 | 905552995 | 230 905552995 CIRCUIT:CONTROL,PROGRAMME... | 230 905552995 CIRCUIT:CONTROL,PROGRAMMER/LAN COMMUNICA | 6 | ALLRFPs\Saudi Energy\SEC RFP- C001647953\downloaded-rfp\SEC RFP- C001647953.xls
Saudi Energy | SEC RFP- C001647953 | 901103766 | 240 901103766 SHIELD,HEAT, ROTOR, GAS T... | 240 901103766 SHIELD,HEAT, ROTOR, GAS TURBINE ROW A,51 | 2 | ALLRFPs\Saudi Energy\SEC RFP- C001647953\downloaded-rfp\SEC RFP- C001647953.xls
Saudi Energy | SEC RFP- C001647953 | 901103762 | 250 901103762 SHIELD,HEAT,STATOR, GAS T... | 250 901103762 SHIELD,HEAT,STATOR, GAS TURBINE ROW B,74 | 1 | ALLRFPs\Saudi Energy\SEC RFP- C001647953\downloaded-rfp\SEC RFP- C001647953.xls
Saudi Energy | SEC RFP- C001647953 | 905523260 | 260 905523260 BRUSH,ELEC,DC COOLING MOT... | 260 905523260 BRUSH,ELEC,DC COOLING MOTOR,CRBN,#EG70T8 | 29 | ALLRFPs\Saudi Energy\SEC RFP- C001647953\downloaded-rfp\SEC RFP- C001647953.xls
Saudi Energy | SEC RFP- C001649567 - 6001649567 | 905916889 | 10 905916889 CABLE,ELEC,CU,XLPE,185SQM... | 10 905916889 CABLE,ELEC,CU,XLPE,185SQMM,1,WH,#ES6AA27 | 1,000 | ALLRFPs\Saudi Energy\SEC RFP- C001649567 - 6001649567\downloaded-rfp\SEC RFP- C001649567 - 6001649567.xls
Saudi Energy | SEC RFP- C001649567 - 6001649567 | 909105074 | 20 909105074 CABLE,ELEC,CU,XLPE,4 SQMM... | 20 909105074 CABLE,ELEC,CU,XLPE,4 SQMM,4 C,#4CX4SQMMA | 500 | ALLRFPs\Saudi Energy\SEC RFP- C001649567 - 6001649567\downloaded-rfp\SEC RFP- C001649567 - 6001649567.xls
Saudi Energy | SEC RFP- C001651887 - 6001651887 | 904206582 | 10 904206582 CABLE,ELEC,CU,XLPE,630SQM... | 10 904206582 CABLE,ELEC,CU,XLPE,630SQMM,1,#HC3YNA1630 | 1,000 | ALLRFPs\Saudi Energy\SEC RFP- C001651887 - 6001651887\downloaded-rfp\SEC RFP- C001651887 - 6001651887.xls
Saudi Energy | SEC RFP- C001651895 - 6001651895 | 905658211 | 10 905658211 CONDUCTOR:ELECTRICAL,ACSR... | 10 905658211 CONDUCTOR:ELECTRICAL,ACSR,795 MCM,54/7,R | 5,000 | ALLRFPs\Saudi Energy\SEC RFP- C001651895 - 6001651895\downloaded-rfp\SEC RFP- C001651895 - 6001651895.xls
Saudi Energy | SEC RFP- C001657527 | 902008785 | 10 902008785 CABLE:IGNITION,(6 MM X 8 ... | 10 902008785 CABLE:IGNITION,(6 MM X 8 MM X 13 MM) DIA | 3 | ALLRFPs\Saudi Energy\SEC RFP- C001657527\downloaded-rfp\SEC RFP- C001657527.xls
Saudi Energy | SEC RFP- C001658084 - 6001658084 | 905819990 | 10 905819990 CABLE,ELEC,CU,XLPE,2000 S... | 10 905819990 CABLE,ELEC,CU,XLPE,2000 SQMM,1 | 500 | ALLRFPs\Saudi Energy\SEC RFP- C001658084 - 6001658084\downloaded-rfp\SEC RFP- C001658084 - 6001658084.xls
Saudi Energy | SEC RFP- C001660330 | 905941063 | 10 905941063 PIN,INLET SEAL,BLADE RING... | 10 905941063 PIN,INLET SEAL,BLADE RING,GAS TURBINE,4 | 3 | ALLRFPs\Saudi Energy\SEC RFP- C001660330\downloaded-rfp\SEC RFP- C001660330.xls
Saudi Energy | SEC RFP- C001660330 | 901015417 | 20 901015417 PLATE,SEAL AND LOCK, TURB... | 20 901015417 PLATE,SEAL AND LOCK, TURBINE COMPRESSOR | 29 | ALLRFPs\Saudi Energy\SEC RFP- C001660330\downloaded-rfp\SEC RFP- C001660330.xls
Saudi Energy | SEC RFP- C001660330 | 901018048 | 30 901018048 STRIP,SEAL, SEGMENT, HOUS... | 30 901018048 STRIP,SEAL, SEGMENT, HOUSING ROW # 2,10 | 44 | ALLRFPs\Saudi Energy\SEC RFP- C001660330\downloaded-rfp\SEC RFP- C001660330.xls
Saudi Energy | SEC RFP- C001660330 | 905543743 | 40 905543743 UNION,TUBE,STL,1/2 IN (12... | 40 905543743 UNION,TUBE,STL,1/2 IN (12.7 MM),#114A770 | 210 | ALLRFPs\Saudi Energy\SEC RFP- C001660330\downloaded-rfp\SEC RFP- C001660330.xls
Saudi Energy | SEC RFP- C001660330 | 902504517 | 50 902504517 WIRE:THERMOCOUPLE,6 MM DI... | 50 902504517 WIRE:THERMOCOUPLE,6 MM DIA,12 M LG,1 PAI | 10 | ALLRFPs\Saudi Energy\SEC RFP- C001660330\downloaded-rfp\SEC RFP- C001660330.xls
Saudi Energy | SEC RFP- C001660330 | 902010073 | 60 902010073 EXTENSION,TERMINAL,SPARK ... | 60 902010073 EXTENSION,TERMINAL,SPARK PLUG,9 MM DIA X | 8 | ALLRFPs\Saudi Energy\SEC RFP- C001660330\downloaded-rfp\SEC RFP- C001660330.xls
Saudi Energy | SEC RFP- C001663863 - 6001663863 | 904045244 | 10 904045244 CABLE,ELEC,CU,XLPE,400 SQ... | 10 904045244 CABLE,ELEC,CU,XLPE,400 SQMM,1,#2XKY1X400 | 1,000 | ALLRFPs\Saudi Energy\SEC RFP- C001663863 - 6001663863\downloaded-rfp\SEC RFP- C001663863 - 6001663863.xls
Saudi Energy | SEC RFP- C001663863 - 6001663863 | 905850362 | 20 905850362 CABLE,ELEC,CU,XLPE,400 SQ... | 20 905850362 CABLE,ELEC,CU,XLPE,400 SQMM,1,WH,#03PCC1 | 2,000 | ALLRFPs\Saudi Energy\SEC RFP- C001663863 - 6001663863\downloaded-rfp\SEC RFP- C001663863 - 6001663863.xls
Saudi Energy | SEC RFP- C001663863 - 6001663863 | 905819002 | 40 905819002 CABLE,ELEC,CU,XLPE,400 SQ... | 40 905819002 CABLE,ELEC,CU,XLPE,400 SQMM,1 | 2,000 | ALLRFPs\Saudi Energy\SEC RFP- C001663863 - 6001663863\downloaded-rfp\SEC RFP- C001663863 - 6001663863.xls
Saudi Energy | SEC RFP- C001663863 - 6001663863 | 904206588 | 50 904206588 CABLE,ELEC,CU,XLPE,630/95... | 50 904206588 CABLE,ELEC,CU,XLPE,630/95 SQMM,1,#110K63 | 3,000 | ALLRFPs\Saudi Energy\SEC RFP- C001663863 - 6001663863\downloaded-rfp\SEC RFP- C001663863 - 6001663863.xls
Saudi Energy | SEC RFP- C001663863 - 6001663863 | 905562176 | 60 905562176 CABLE,ELEC,CU,XLPE,630SQM... | 60 905562176 CABLE,ELEC,CU,XLPE,630SQMM,1 | 2,000 | ALLRFPs\Saudi Energy\SEC RFP- C001663863 - 6001663863\downloaded-rfp\SEC RFP- C001663863 - 6001663863.xls
Saudi Energy | SEC RFP- C001663863 - 6001663863 | 905782290 | 70 905782290 CABLE,ELEC,CU,XLPE,800 SQ... | 70 905782290 CABLE,ELEC,CU,XLPE,800 SQMM,1 | 2,000 | ALLRFPs\Saudi Energy\SEC RFP- C001663863 - 6001663863\downloaded-rfp\SEC RFP- C001663863 - 6001663863.xls
Saudi Energy | SEC RFP- C001663863 - 6001663863 | 905519649 | 80 905519649 CABLE,ELEC,CU,XLPE,1000SQ... | 80 905519649 CABLE,ELEC,CU,XLPE,1000SQMM,1,#TIB91266 | 2,000 | ALLRFPs\Saudi Energy\SEC RFP- C001663863 - 6001663863\downloaded-rfp\SEC RFP- C001663863 - 6001663863.xls
Saudi Energy | SEC RFP- C001663863 - 6001663863 | 904000655 | 90 904000655 CABLE,ELEC,CU,XLPE,1200SQ... | 90 904000655 CABLE,ELEC,CU,XLPE,1200SQMM,1,WH | 3,000 | ALLRFPs\Saudi Energy\SEC RFP- C001663863 - 6001663863\downloaded-rfp\SEC RFP- C001663863 - 6001663863.xls
Saudi Energy | SEC RFP- C001663863 - 6001663863 | 904200653 | 100 904200653 CABLE,ELEC,CU,XLPE,1200SQ... | 100 904200653 CABLE,ELEC,CU,XLPE,1200SQMM,1,305 STRAND | 5,000 | ALLRFPs\Saudi Energy\SEC RFP- C001663863 - 6001663863\downloaded-rfp\SEC RFP- C001663863 - 6001663863.xls
Saudi Energy | SEC RFP- C001663863 - 6001663863 | 905519646 | 110 905519646 CABLE,ELEC,CU,XLPE,1200SQ... | 110 905519646 CABLE,ELEC,CU,XLPE,1200SQMM,1 | 3,000 | ALLRFPs\Saudi Energy\SEC RFP- C001663863 - 6001663863\downloaded-rfp\SEC RFP- C001663863 - 6001663863.xls
Saudi Energy | SEC RFP- C001663863 - 6001663863 | 903110145 | 140 903110145 CABLE,ELEC,CU,SUPER CLEAN... | 140 903110145 CABLE,ELEC,CU,SUPER CLEAN XLPE,1200SQMM | 2,000 | ALLRFPs\Saudi Energy\SEC RFP- C001663863 - 6001663863\downloaded-rfp\SEC RFP- C001663863 - 6001663863.xls
Saudi Energy | SEC RFP- C001663863 - 6001663863 | 905779684 | 150 905779684 CABLE,ELEC,CU,XLPE,1600 S... | 150 905779684 CABLE,ELEC,CU,XLPE,1600 SQMM | 2,000 | ALLRFPs\Saudi Energy\SEC RFP- C001663863 - 6001663863\downloaded-rfp\SEC RFP- C001663863 - 6001663863.xls
Saudi Energy | SEC RFP- C001663863 - 6001663863 | 905820040 | 160 905820040 CABLE,ELEC,CU,XLPE,1600 S... | 160 905820040 CABLE,ELEC,CU,XLPE,1600 SQMM,1,#0H04E801 | 2,000 | ALLRFPs\Saudi Energy\SEC RFP- C001663863 - 6001663863\downloaded-rfp\SEC RFP- C001663863 - 6001663863.xls
Saudi Energy | SEC RFP- C001663863 - 6001663863 | 905777715 | 170 905777715 CABLE,ELEC,CU,XLPE,2000 S... | 170 905777715 CABLE,ELEC,CU,XLPE,2000 SQMM,1,#TD196D | 2,000 | ALLRFPs\Saudi Energy\SEC RFP- C001663863 - 6001663863\downloaded-rfp\SEC RFP- C001663863 - 6001663863.xls
Saudi Energy | SEC RFP- C001663863 - 6001663863 | 904206591 | 180 904206591 CABLE,ELEC,CU,XLPE,2500 S... | 180 904206591 CABLE,ELEC,CU,XLPE,2500 SQMM,1,#KSH95247 | 3,000 | ALLRFPs\Saudi Energy\SEC RFP- C001663863 - 6001663863\downloaded-rfp\SEC RFP- C001663863 - 6001663863.xls
Saudi Energy | SEC RFP- C001663863 - 6001663863 | 903401933 | 190 903401933 CABLE,ELEC,CU,XLPE,2500 S... | 190 903401933 CABLE,ELEC,CU,XLPE,2500 SQMM,1,WH,#XT5KU | 4,000 | ALLRFPs\Saudi Energy\SEC RFP- C001663863 - 6001663863\downloaded-rfp\SEC RFP- C001663863 - 6001663863.xls
Saudi Energy | SEC RFP- C001664725 - 6001664725 | 903103128 | 10 903103128 CABLE,ELEC,CU,XLPE,630SQM... | 10 903103128 CABLE,ELEC,CU,XLPE,630SQMM,1,53 STRAND | 500 | ALLRFPs\Saudi Energy\SEC RFP- C001664725 - 6001664725\downloaded-rfp\SEC RFP- C001664725 - 6001664725.xls
Saudi Energy | SEC RFP- C001667493 | 905505675 | 10 905505675 O-RING SET,FLANGE,278.77 ... | 10 905505675 O-RING SET,FLANGE,278.77 MM X 5.33 MM,CH | 3 | ALLRFPs\Saudi Energy\SEC RFP- C001667493\downloaded-rfp\SEC RFP- C001667493.xls
Saudi Energy | SEC RFP- C001667493 | 903102228 | 20 903102228 O-RING SET,CIRCUIT BREAKE... | 20 903102228 O-RING SET,CIRCUIT BREAKER,528 MM ID X 8 | 24 | ALLRFPs\Saudi Energy\SEC RFP- C001667493\downloaded-rfp\SEC RFP- C001667493.xls
Saudi Energy | SEC RFP- C001667493 | 903102222 | 30 903102222 O-RING SET,CIRCUIT BREAKE... | 30 903102222 O-RING SET,CIRCUIT BREAKER,622 MM ID X 8 | 3 | ALLRFPs\Saudi Energy\SEC RFP- C001667493\downloaded-rfp\SEC RFP- C001667493.xls
Saudi Energy | SEC RFP- C001667493 | 903102232 | 40 903102232 O-RING SET,CIRCUIT BREAKE... | 40 903102232 O-RING SET,CIRCUIT BREAKER,580 MM ID X 8 | 3 | ALLRFPs\Saudi Energy\SEC RFP- C001667493\downloaded-rfp\SEC RFP- C001667493.xls
Saudi Energy | SEC RFP- C001667493 | 905505671 | 50 905505671 O-RING SET,FLANGE,398 MM ... | 50 905505671 O-RING SET,FLANGE,398 MM X 8 MM,CHLOROPR | 6 | ALLRFPs\Saudi Energy\SEC RFP- C001667493\downloaded-rfp\SEC RFP- C001667493.xls
Saudi Energy | SEC RFP- C001667493 | 909501965 | 60 909501965 BARRIER:INSUL | 60 909501965 BARRIER:INSUL | 3 | ALLRFPs\Saudi Energy\SEC RFP- C001667493\downloaded-rfp\SEC RFP- C001667493.xls
Saudi Energy | SEC RFP- C001668204 - 6001668204 | 909100745 | 10 909100745 CABLE,ELEC,CU,PVC,50,1 | 10 909100745 CABLE,ELEC,CU,PVC,50,1 | 1,000 | ALLRFPs\Saudi Energy\SEC RFP- C001668204 - 6001668204\downloaded-rfp\SEC RFP- C001668204 - 6001668204.xls
Saudi Energy | SEC RFP- C001668204 - 6001668204 | 905696053 | 20 905696053 CABLE,ELEC,CU,XLPE,240SQM... | 20 905696053 CABLE,ELEC,CU,XLPE,240SQMM,1,#CUXLPEPVC6 | 1,000 | ALLRFPs\Saudi Energy\SEC RFP- C001668204 - 6001668204\downloaded-rfp\SEC RFP- C001668204 - 6001668204.xls
Saudi Energy | SEC RFP- C001672882 - 6001672882 | 903489691 | 10 903489691 CABLE,ELEC,CU,PVC,16SQMM,... | 10 903489691 CABLE,ELEC,CU,PVC,16SQMM,4,MULTI STRAND | 1,000 | ALLRFPs\Saudi Energy\SEC RFP- C001672882 - 6001672882\downloaded-rfp\SEC RFP- C001672882 - 6001672882.xls
Saudi Energy | SEC RFP- C001675392 - 6001675392 | 905755096 | 10 905755096 WIRE:GROUNDING,CU,4/0 AWG... | 10 905755096 WIRE:GROUNDING,CU,4/0 AWG,2107,ASTM F855 | 1,000 | ALLRFPs\Saudi Energy\SEC RFP- C001675392 - 6001675392\downloaded-rfp\SEC RFP- C001675392 - 6001675392.xls
Saudi Energy | SEC RFP- C001677295 | 905519689 | 10 905519689 WIRE:THERMOCOUPLE,18 AWG,... | 10 905519689 WIRE:THERMOCOUPLE,18 AWG,AL/CHROMIUM | 150 | ALLRFPs\Saudi Energy\SEC RFP- C001677295\downloaded-rfp\SEC RFP- C001677295.xls
Saudi Energy | SEC RFP- C001681592 | 901400321 | 10 901400321 GASKET,SPRLWND,3IN PS,#N5... | 10 901400321 GASKET,SPRLWND,3IN PS,#N5606P03006G11 | 50 | ALLRFPs\Saudi Energy\SEC RFP- C001681592\downloaded-rfp\SEC RFP- C001681592.xls
Saudi Energy | SEC RFP- C001681592 | 905548911 | 20 905548911 GAUGE,COMB,0 TO 20 BAR RA... | 20 905548911 GAUGE,COMB,0 TO 20 BAR RANGE A | 1 | ALLRFPs\Saudi Energy\SEC RFP- C001681592\downloaded-rfp\SEC RFP- C001681592.xls
Saudi Energy | SEC RFP- C001681592 | 902506894 | 30 902506894 BREAKER,CRCT,MC,240/480 V... | 30 902506894 BREAKER,CRCT,MC,240/480 VAC, 250 VDC,#TE | 2 | ALLRFPs\Saudi Energy\SEC RFP- C001681592\downloaded-rfp\SEC RFP- C001681592.xls
Saudi Energy | SEC RFP- C001681592 | 902500684 | 40 902500684 BRUSH,ELEC,EXCITER,CRBN,#... | 40 902500684 BRUSH,ELEC,EXCITER,CRBN,#323B7988P05 | 1,100 | ALLRFPs\Saudi Energy\SEC RFP- C001681592\downloaded-rfp\SEC RFP- C001681592.xls
Saudi Energy | SEC RFP- C001681592 | 902008234 | 50 902008234 CABLE:INSTRUMENTATION,VIB... | 50 902008234 CABLE:INSTRUMENTATION,VIBRATION SENSOR,3 | 30 | ALLRFPs\Saudi Energy\SEC RFP- C001681592\downloaded-rfp\SEC RFP- C001681592.xls
Saudi Energy | SEC RFP- C001681592 | 902507414 | 60 902507414 WIRE:THERMOCOUPLE,20 M LG... | 60 902507414 WIRE:THERMOCOUPLE,20 M LG,SSTL,SAE AS541 | 6 | ALLRFPs\Saudi Energy\SEC RFP- C001681592\downloaded-rfp\SEC RFP- C001681592.xls
Saudi Energy | SEC RFP- C001681592 | 901148745 | 70 901148745 VLV:RLF,1072.8 LB,UP TO 7... | 70 901148745 VLV:RLF,1072.8 LB,UP TO 750 F (399 C),UP | 1 | ALLRFPs\Saudi Energy\SEC RFP- C001681592\downloaded-rfp\SEC RFP- C001681592.xls
Saudi Energy | SEC RFP- C001681610 - 6001681610 | 904207178 | 10 904207178 CABLE,ELEC,CU,XLPE,400 SQ... | 10 904207178 CABLE,ELEC,CU,XLPE,400 SQMM,1,#HT4DUUHD1 | 500 | ALLRFPs\Saudi Energy\SEC RFP- C001681610 - 6001681610\downloaded-rfp\SEC RFP- C001681610 - 6001681610.xls
Saudi Energy | SEC RFP- C001682340 | 909501538 | 10 909501538 CNDCTR:ELEC | 10 909501538 CNDCTR:ELEC | 500 | ALLRFPs\Saudi Energy\SEC RFP- C001682340\downloaded-rfp\SEC RFP- C001682340.xls
Saudi Energy | SEC RFP- C001682340 | 901217881 | 20 901217881 O-RING,BULK NOUN:BLACK,40... | 20 901217881 O-RING,BULK NOUN:BLACK,40SHORE,2.12,2.11 | 12 | ALLRFPs\Saudi Energy\SEC RFP- C001682340\downloaded-rfp\SEC RFP- C001682340.xls
Saudi Energy | SEC RFP- C001691810 - 6001691810 | 903103128 | 10 903103128 CABLE,ELEC,CU,XLPE,630SQM... | 10 903103128 CABLE,ELEC,CU,XLPE,630SQMM,1,53 STRAND | 1,500 | ALLRFPs\Saudi Energy\SEC RFP- C001691810 - 6001691810\downloaded-rfp\SEC RFP- C001691810 - 6001691810.xls
Saudi Energy | SEC RFP- C001692848 | 901121160 | 10 901121160 BREAKER,CRCT,MC,POLE,TRIP... | 10 901121160 BREAKER,CRCT,MC,POLE,TRIP,FR,#FETTA03K02 | 1 | ALLRFPs\Saudi Energy\SEC RFP- C001692848\downloaded-rfp\SEC RFP- C001692848.xls
Saudi Energy | SEC RFP- C001692848 | 901121161 | 20 901121161 BREAKER,CRCT,MC,POLE,TRIP... | 20 901121161 BREAKER,CRCT,MC,POLE,TRIP,FR,#FETT03K025 | 1 | ALLRFPs\Saudi Energy\SEC RFP- C001692848\downloaded-rfp\SEC RFP- C001692848.xls
Saudi Energy | SEC RFP- C001692848 | 901121162 | 30 901121162 BREAKER,CRCT,MC,POLE,TRIP... | 30 901121162 BREAKER,CRCT,MC,POLE,TRIP,FR,#GG40N1EEEX | 1 | ALLRFPs\Saudi Energy\SEC RFP- C001692848\downloaded-rfp\SEC RFP- C001692848.xls
Saudi Energy | SEC RFP- C001692848 | 901121166 | 40 901121166 BREAKER,CRCT,MC,POLE,TRIP... | 40 901121166 BREAKER,CRCT,MC,POLE,TRIP,FR,#FETTA3J006 | 1 | ALLRFPs\Saudi Energy\SEC RFP- C001692848\downloaded-rfp\SEC RFP- C001692848.xls
Saudi Energy | SEC RFP- C001692848 | 901121167 | 50 901121167 BREAKER,CRCT,MC,POLE,TRIP... | 50 901121167 BREAKER,CRCT,MC,POLE,TRIP,FR,#FETTA3J008 | 1 | ALLRFPs\Saudi Energy\SEC RFP- C001692848\downloaded-rfp\SEC RFP- C001692848.xls
Saudi Energy | SEC RFP- C001692848 | 901121168 | 60 901121168 BREAKER,CRCT,MC,POLE,TRIP... | 60 901121168 BREAKER,CRCT,MC,POLE,TRIP,FR,#FETTA3J008 | 1 | ALLRFPs\Saudi Energy\SEC RFP- C001692848\downloaded-rfp\SEC RFP- C001692848.xls
Saudi Energy | SEC RFP- C001692848 | 901121169 | 70 901121169 BREAKER,CRCT,MC,POLE,TRIP... | 70 901121169 BREAKER,CRCT,MC,POLE,TRIP,FR,#FETMC3J012 | 1 | ALLRFPs\Saudi Energy\SEC RFP- C001692848\downloaded-rfp\SEC RFP- C001692848.xls
Saudi Energy | SEC RFP- C001692848 | 901121170 | 80 901121170 BREAKER,CRCT,MC,POLE,TRIP... | 80 901121170 BREAKER,CRCT,MC,POLE,TRIP,FR,#FETTA3J012 | 1 | ALLRFPs\Saudi Energy\SEC RFP- C001692848\downloaded-rfp\SEC RFP- C001692848.xls
Saudi Energy | SEC RFP- C001692848 | 901121171 | 90 901121171 BREAKER,CRCT,MC,POLE,TRIP... | 90 901121171 BREAKER,CRCT,MC,POLE,TRIP,FR,#FETTA3J016 | 1 | ALLRFPs\Saudi Energy\SEC RFP- C001692848\downloaded-rfp\SEC RFP- C001692848.xls
Saudi Energy | SEC RFP- C001692848 | 901121172 | 100 901121172 BREAKER,CRCT,MC,POLE,TRIP... | 100 901121172 BREAKER,CRCT,MC,POLE,TRIP,FR,#FETT03K020 | 1 | ALLRFPs\Saudi Energy\SEC RFP- C001692848\downloaded-rfp\SEC RFP- C001692848.xls
Saudi Energy | SEC RFP- C001692848 | 901121173 | 110 901121173 BREAKER,CRCT,MC,POLE,TRIP... | 110 901121173 BREAKER,CRCT,MC,POLE,TRIP,FR,#FGTTA3L040 | 1 | ALLRFPs\Saudi Energy\SEC RFP- C001692848\downloaded-rfp\SEC RFP- C001692848.xls
Saudi Energy | SEC RFP- C001692848 | 901121174 | 120 901121174 BREAKER,CRCT,MC,POLE,TRIP... | 120 901121174 BREAKER,CRCT,MC,POLE,TRIP,FR,#FEY1603P | 1 | ALLRFPs\Saudi Energy\SEC RFP- C001692848\downloaded-rfp\SEC RFP- C001692848.xls
Saudi Energy | SEC RFP- C001692848 | 901121183 | 130 901121183 BREAKER,CRCT,MC,POLE,TRIP... | 130 901121183 BREAKER,CRCT,MC,POLE,TRIP,FR,#GG40N1EEEX | 1 | ALLRFPs\Saudi Energy\SEC RFP- C001692848\downloaded-rfp\SEC RFP- C001692848.xls
Saudi Energy | SEC RFP- C001692848 | 901121185 | 140 901121185 BREAKER,CRCT,MC,POLE,TRIP... | 140 901121185 BREAKER,CRCT,MC,POLE,TRIP,FR,#432357 | 1 | ALLRFPs\Saudi Energy\SEC RFP- C001692848\downloaded-rfp\SEC RFP- C001692848.xls
Saudi Energy | SEC RFP- C001692848 | 901121186 | 150 901121186 BREAKER,CRCT,MC,POLE,TRIP... | 150 901121186 BREAKER,CRCT,MC,POLE,TRIP,FR,#432457 | 1 | ALLRFPs\Saudi Energy\SEC RFP- C001692848\downloaded-rfp\SEC RFP- C001692848.xls
Saudi Energy | SEC RFP- C001692848 | 901121187 | 160 901121187 BREAKER,CRCT,MC,POLE,TRIP... | 160 901121187 BREAKER,CRCT,MC,POLE,TRIP,FR,#4346754308 | 1 | ALLRFPs\Saudi Energy\SEC RFP- C001692848\downloaded-rfp\SEC RFP- C001692848.xls
Saudi Energy | SEC RFP- C001692848 | 901121190 | 170 901121190 BREAKER,CRCT,MC,#43124943... | 170 901121190 BREAKER,CRCT,MC,#431249433154 | 1 | ALLRFPs\Saudi Energy\SEC RFP- C001692848\downloaded-rfp\SEC RFP- C001692848.xls
Saudi Energy | SEC RFP- C001692848 | 901121191 | 180 901121191 BREAKER,CRCT,MC,POLE,TRIP... | 180 901121191 BREAKER,CRCT,MC,POLE,TRIP,FR,#436764 | 1 | ALLRFPs\Saudi Energy\SEC RFP- C001692848\downloaded-rfp\SEC RFP- C001692848.xls
Saudi Energy | SEC RFP- C001692848 | 901121209 | 190 901121209 CONTACT,AUXILIARY: | 190 901121209 CONTACT,AUXILIARY: | 1 | ALLRFPs\Saudi Energy\SEC RFP- C001692848\downloaded-rfp\SEC RFP- C001692848.xls
Saudi Energy | SEC RFP- C001692848 | 901121225 | 200 901121225 BREAKER,CRCT,MC,POLE,TRIP... | 200 901121225 BREAKER,CRCT,MC,POLE,TRIP,FR,#FETMC3J008 | 1 | ALLRFPs\Saudi Energy\SEC RFP- C001692848\downloaded-rfp\SEC RFP- C001692848.xls
Saudi Energy | SEC RFP- C001692848 | 901121227 | 210 901121227 BREAKER,CRCT,MC,POLE,TRIP... | 210 901121227 BREAKER,CRCT,MC,POLE,TRIP,FR,#GG32N1EEEX | 1 | ALLRFPs\Saudi Energy\SEC RFP- C001692848\downloaded-rfp\SEC RFP- C001692848.xls
Saudi Energy | SEC RFP- C001692848 | 901109063 | 220 901109063 BREAKER,CRCT,MC,ABS POLE,... | 220 901109063 BREAKER,CRCT,MC,ABS POLE,400A,#FGH400AF4 | 1 | ALLRFPs\Saudi Energy\SEC RFP- C001692848\downloaded-rfp\SEC RFP- C001692848.xls
Saudi Energy | SEC RFP- C001692848 | 901109074 | 230 901109074 BREAKER,CRCT,MC,ABS POLE,... | 230 901109074 BREAKER,CRCT,MC,ABS POLE,250 A,#FGH400AF | 1 | ALLRFPs\Saudi Energy\SEC RFP- C001692848\downloaded-rfp\SEC RFP- C001692848.xls
Saudi Energy | SEC RFP- C001692848 | 901109108 | 240 901109108 BREAKER,CRCT,MC,ABS POLE,... | 240 901109108 BREAKER,CRCT,MC,ABS POLE,80 A,#FEL160AF8 | 1 | ALLRFPs\Saudi Energy\SEC RFP- C001692848\downloaded-rfp\SEC RFP- C001692848.xls
Saudi Energy | SEC RFP- C001692848 | 901109109 | 250 901109109 BREAKER,CRCT,MC,ABS POLE,... | 250 901109109 BREAKER,CRCT,MC,ABS POLE,80 A,#FDH160AF8 | 5 | ALLRFPs\Saudi Energy\SEC RFP- C001692848\downloaded-rfp\SEC RFP- C001692848.xls
Saudi Energy | SEC RFP- C001692848 | 901121156 | 260 901121156 BREAKER,CRCT,MC,POLE,TRIP... | 260 901121156 BREAKER,CRCT,MC,POLE,TRIP,FR,#FETMC3K020 | 1 | ALLRFPs\Saudi Energy\SEC RFP- C001692848\downloaded-rfp\SEC RFP- C001692848.xls
Saudi Energy | SEC RFP- C001692848 | 901121175 | 270 901121175 BREAKER,CRCT,MC,#43FDS3P1... | 270 901121175 BREAKER,CRCT,MC,#43FDS3P100A | 3 | ALLRFPs\Saudi Energy\SEC RFP- C001692848\downloaded-rfp\SEC RFP- C001692848.xls
Saudi Energy | SEC RFP- C001692848 | 901109081 | 280 901109081 BREAKER,CRCT,MC,ABS POLE,... | 280 901109081 BREAKER,CRCT,MC,ABS POLE,200A,#FEH250AF2 | 5 | ALLRFPs\Saudi Energy\SEC RFP- C001692848\downloaded-rfp\SEC RFP- C001692848.xls
Saudi Energy | SEC RFP- C001692848 | 901109087 | 290 901109087 BREAKER,CRCT,MC,ABS POLE,... | 290 901109087 BREAKER,CRCT,MC,ABS POLE,160,#FEH250AF16 | 1 | ALLRFPs\Saudi Energy\SEC RFP- C001692848\downloaded-rfp\SEC RFP- C001692848.xls
Saudi Energy | SEC RFP- C001692848 | 901121157 | 300 901121157 BREAKER,CRCT,MC,POLE,TRIP... | 300 901121157 BREAKER,CRCT,MC,POLE,TRIP,FR,#FEL160LTMD | 1 | ALLRFPs\Saudi Energy\SEC RFP- C001692848\downloaded-rfp\SEC RFP- C001692848.xls
Saudi Energy | SEC RFP- C001692848 | 901121158 | 310 901121158 BREAKER,CRCT,MC,POLE,TRIP... | 310 901121158 BREAKER,CRCT,MC,POLE,TRIP,FR,#FETTA3J016 | 1 | ALLRFPs\Saudi Energy\SEC RFP- C001692848\downloaded-rfp\SEC RFP- C001692848.xls
Saudi Energy | SEC RFP- C001692848 | 901121159 | 320 901121159 BREAKER,CRCT,MC,POLE,TRIP... | 320 901121159 BREAKER,CRCT,MC,POLE,TRIP,FR,#FEL250LTMD | 1 | ALLRFPs\Saudi Energy\SEC RFP- C001692848\downloaded-rfp\SEC RFP- C001692848.xls
Saudi Energy | SEC RFP- C001692848 | 901120859 | 330 901120859 HANGER,FXTR,STEM SIZE,#15... | 330 901120859 HANGER,FXTR,STEM SIZE,#155D9611P0015 | 2 | ALLRFPs\Saudi Energy\SEC RFP- C001692848\downloaded-rfp\SEC RFP- C001692848.xls
Saudi Energy | SEC RFP- C001692848 | 901121065 | 340 901121065 VALVE,BTRFL,#VABFXM60SF15... | 340 901121065 VALVE,BTRFL,#VABFXM60SF150LINK | 1 | ALLRFPs\Saudi Energy\SEC RFP- C001692848\downloaded-rfp\SEC RFP- C001692848.xls
Saudi Energy | SEC RFP- C001692848 | 901121063 | 350 901121063 BLOWER,CENTRIFUGAL: | 350 901121063 BLOWER,CENTRIFUGAL: | 1 | ALLRFPs\Saudi Energy\SEC RFP- C001692848\downloaded-rfp\SEC RFP- C001692848.xls
Saudi Energy | SEC RFP- C001692848 | 901121083 | 360 901121083 HEAT EX,AIR COOLED,#1384A... | 360 901121083 HEAT EX,AIR COOLED,#1384AEU | 1 | ALLRFPs\Saudi Energy\SEC RFP- C001692848\downloaded-rfp\SEC RFP- C001692848.xls
Saudi Energy | SEC RFP- C001692848 | 901121079 | 370 901121079 SEAT,BULK NOUN: | 370 901121079 SEAT,BULK NOUN: | 1 | ALLRFPs\Saudi Energy\SEC RFP- C001692848\downloaded-rfp\SEC RFP- C001692848.xls
Saudi Energy | SEC RFP- C001692848 | 901123432 | 380 901123432 RETAINER, | 380 901123432 RETAINER, | 1 | ALLRFPs\Saudi Energy\SEC RFP- C001692848\downloaded-rfp\SEC RFP- C001692848.xls
Saudi Energy | SEC RFP- C001692848 | 901123437 | 390 901123437 PLATE, | 390 901123437 PLATE, | 3 | ALLRFPs\Saudi Energy\SEC RFP- C001692848\downloaded-rfp\SEC RFP- C001692848.xls
Saudi Energy | SEC RFP- C001692848 | 901123438 | 400 901123438 PLATE, | 400 901123438 PLATE, | 2 | ALLRFPs\Saudi Energy\SEC RFP- C001692848\downloaded-rfp\SEC RFP- C001692848.xls
Saudi Energy | SEC RFP- C001692848 | 901123444 | 430 901123444 PLATE, | 430 901123444 PLATE, | 1 | ALLRFPs\Saudi Energy\SEC RFP- C001692848\downloaded-rfp\SEC RFP- C001692848.xls
Saudi Energy | SEC RFP- C001692848 | 901121236 | 440 901121236 KIT,BULK NOUN: | 440 901121236 KIT,BULK NOUN: | 2 | ALLRFPs\Saudi Energy\SEC RFP- C001692848\downloaded-rfp\SEC RFP- C001692848.xls
Saudi Energy | SEC RFP- C001692848 | 903400194 | 450 903400194 BREATHER:AIR,POWER TRANSF... | 450 903400194 BREATHER:AIR,POWER TRANSFORMER,489 MM / | 3 | ALLRFPs\Saudi Energy\SEC RFP- C001692848\downloaded-rfp\SEC RFP- C001692848.xls
Saudi Energy | SEC RFP- C001692848 | 901426477 | 460 901426477 CLEVIS,EYE: | 460 901426477 CLEVIS,EYE: | 20 | ALLRFPs\Saudi Energy\SEC RFP- C001692848\downloaded-rfp\SEC RFP- C001692848.xls
Saudi Energy | SEC RFP- C001692848 | 901148703 | 470 901148703 ASSEMBLY,LP STEAM HDR TO ... | 470 901148703 ASSEMBLY,LP STEAM HDR TO LP BYPASS MOV(L | 1 | ALLRFPs\Saudi Energy\SEC RFP- C001692848\downloaded-rfp\SEC RFP- C001692848.xls
Saudi Energy | SEC RFP- C001692848 | 901112946 | 500 901112946 BACKSEAT:VALVE,FLANGED,65... | 500 901112946 BACKSEAT:VALVE,FLANGED,65 X 30 X 25 MM,S | 2 | ALLRFPs\Saudi Energy\SEC RFP- C001692848\downloaded-rfp\SEC RFP- C001692848.xls
Saudi Energy | SEC RFP- C001692848 | 901101187 | 510 901101187 TFMR,POT,15.5 KV,#PR1443D | 510 901101187 TFMR,POT,15.5 KV,#PR1443D | 1 | ALLRFPs\Saudi Energy\SEC RFP- C001692848\downloaded-rfp\SEC RFP- C001692848.xls
Saudi Energy | SEC RFP- C001692848 | 902502291 | 520 902502291 TRANSFORMER:CONTROL,15 KV... | 520 902502291 TRANSFORMER:CONTROL,15 KVA,480 V PRI,220 | 1 | ALLRFPs\Saudi Energy\SEC RFP- C001692848\downloaded-rfp\SEC RFP- C001692848.xls
Saudi Energy | SEC RFP- C001692848 | 901101185 | 530 901101185 TRANSFORMER:GROUNDING,25 ... | 530 901101185 TRANSFORMER:GROUNDING,25 KVA,12000 V PRI | 1 | ALLRFPs\Saudi Energy\SEC RFP- C001692848\downloaded-rfp\SEC RFP- C001692848.xls
Saudi Energy | SEC RFP- C001692848 | 901101186 | 540 901101186 TRANSFORMER:GROUNDING,25 ... | 540 901101186 TRANSFORMER:GROUNDING,25 KVA,12000 V PRI | 1 | ALLRFPs\Saudi Energy\SEC RFP- C001692848\downloaded-rfp\SEC RFP- C001692848.xls
Saudi Energy | SEC RFP- C001692848 | 901123154 | 550 901123154 VALVE,GLOBE,#263A6323P520... | 550 901123154 VALVE,GLOBE,#263A6323P5202 | 1 | ALLRFPs\Saudi Energy\SEC RFP- C001692848\downloaded-rfp\SEC RFP- C001692848.xls
Saudi Energy | SEC RFP- C001692848 | 901108486 | 560 901108486 GENERATOR,ELEC,4.170,278,... | 560 901108486 GENERATOR,ELEC,4.170,278,15A,GEN,#FRAMEM | 1 | ALLRFPs\Saudi Energy\SEC RFP- C001692848\downloaded-rfp\SEC RFP- C001692848.xls
Saudi Energy | SEC RFP- C001692848 | 901327205 | 570 901327205 BLOWER,SOOT,MTR,#30EPN38 | 570 901327205 BLOWER,SOOT,MTR,#30EPN38 | 1 | ALLRFPs\Saudi Energy\SEC RFP- C001692848\downloaded-rfp\SEC RFP- C001692848.xls
Saudi Energy | SEC RFP- C001692848 | 901120807 | 580 901120807 TAP,FLUID: | 580 901120807 TAP,FLUID: | 8 | ALLRFPs\Saudi Energy\SEC RFP- C001692848\downloaded-rfp\SEC RFP- C001692848.xls
Saudi Energy | SEC RFP- C001699850 - 6001699850 | 903384910 | 10 903384910 CBL:ELEC,CU,XLPE,1600 SQM... | 10 903384910 CBL:ELEC,CU,XLPE,1600 SQMM,1C (5) FIVE S | 1,234 | ALLRFPs\Saudi Energy\SEC RFP- C001699850 - 6001699850\downloaded-rfp\SEC RFP- C001699850 - 6001699850.xls
Saudi Energy | SEC RFP- C001699870 | 902008769 | 10 902008769 CABLE:IGNITION,10 MM DIA ... | 10 902008769 CABLE:IGNITION,10 MM DIA X 8 M LG,RBR BR | 5 | ALLRFPs\Saudi Energy\SEC RFP- C001699870\downloaded-rfp\SEC RFP- C001699870.xls
Saudi Energy | SEC RFP- C001701612 | 902008769 | 10 902008769 CABLE:IGNITION,10 MM DIA ... | 10 902008769 CABLE:IGNITION,10 MM DIA X 8 M LG,RBR BR | 50 | ALLRFPs\Saudi Energy\SEC RFP- C001701612\downloaded-rfp\SEC RFP- C001701612.xls
Saudi Energy | SEC RFP- C001704404 | 909501538 | 10 909501538 CNDCTR:ELEC | 10 909501538 CNDCTR:ELEC | 2,500 | ALLRFPs\Saudi Energy\SEC RFP- C001704404\downloaded-rfp\SEC RFP- C001704404.xls
Saudi Energy | SEC RFP- C001704404 | 901240589 | 20 901240589 MT:BULK NOUN | 20 901240589 MT:BULK NOUN | 30 | ALLRFPs\Saudi Energy\SEC RFP- C001704404\downloaded-rfp\SEC RFP- C001704404.xls
Saudi Energy | SEC RFP- C001705343 | 901112299 | 10 901112299 VALVE:PILOT,OIL,VALVE HEX... | 10 901112299 VALVE:PILOT,OIL,VALVE HEX SIZE 1 5/8 IN, | 4 | ALLRFPs\Saudi Energy\SEC RFP- C001705343\downloaded-rfp\SEC RFP- C001705343.xls
Saudi Energy | SEC RFP- C001705343 | 905509465 | 20 905509465 CONTACTOR,MTR,600V LV,35,... | 20 905509465 CONTACTOR,MTR,600V LV,35,ABS POLE,#3TB42 | 2 | ALLRFPs\Saudi Energy\SEC RFP- C001705343\downloaded-rfp\SEC RFP- C001705343.xls
Saudi Energy | SEC RFP- C001705343 | 902507404 | 30 902507404 WIRE:THERMOCOUPLE,PHC 18 ... | 30 902507404 WIRE:THERMOCOUPLE,PHC 18 AWG,SAE AS5419 | 9 | ALLRFPs\Saudi Energy\SEC RFP- C001705343\downloaded-rfp\SEC RFP- C001705343.xls
Saudi Energy | SEC RFP- C001705343 | 902504517 | 40 902504517 WIRE:THERMOCOUPLE,6 MM DI... | 40 902504517 WIRE:THERMOCOUPLE,6 MM DIA,12 M LG,1 PAI | 60 | ALLRFPs\Saudi Energy\SEC RFP- C001705343\downloaded-rfp\SEC RFP- C001705343.xls
Saudi Energy | SEC RFP- C001705343 | 902500247 | 50 902500247 ADAPTER,TUBE TO PIPE, FLO... | 50 902500247 ADAPTER,TUBE TO PIPE, FLOW DIVIDER,COMPR | 20 | ALLRFPs\Saudi Energy\SEC RFP- C001705343\downloaded-rfp\SEC RFP- C001705343.xls
Saudi Energy | SEC RFP- C001705343 | 902002030 | 60 902002030 HEATER,STRIP,480 VAC,750,... | 60 902002030 HEATER,STRIP,480 VAC,750,#02028J49P0001 | 40 | ALLRFPs\Saudi Energy\SEC RFP- C001705343\downloaded-rfp\SEC RFP- C001705343.xls
Saudi Energy | SEC RFP- C001705343 | 901121245 | 70 901121245 BOLT,EYE,THD,THDLG,#U523A... | 70 901121245 BOLT,EYE,THD,THDLG,#U523A2000P000 | 2 | ALLRFPs\Saudi Energy\SEC RFP- C001705343\downloaded-rfp\SEC RFP- C001705343.xls
Saudi Energy | SEC RFP- C001709647 | 902008769 | 10 902008769 CABLE:IGNITION,10 MM DIA ... | 10 902008769 CABLE:IGNITION,10 MM DIA X 8 M LG,RBR BR | 50 | ALLRFPs\Saudi Energy\SEC RFP- C001709647\downloaded-rfp\SEC RFP- C001709647.xls
Saudi Energy | SEC RFP- C001713109 | 909501538 | 10 909501538 CNDCTR:ELEC | 10 909501538 CNDCTR:ELEC | 2,500 | ALLRFPs\Saudi Energy\SEC RFP- C001713109\downloaded-rfp\SEC RFP- C001713109.xls
Saudi Energy | SEC RFP- C001721454 | 905504580 | 10 905504580 UNION,TUBE,316 SSTL,3/8 I... | 10 905504580 UNION,TUBE,316 SSTL,3/8 IN (9.52 MM),#15 | 10 | ALLRFPs\Saudi Energy\SEC RFP- C001721454\downloaded-rfp\SEC RFP- C001721454.xls
Saudi Energy | SEC RFP- C001721454 | 905901562 | 20 905901562 WIRE:THERMOCOUPLE,17.4 MM... | 20 905901562 WIRE:THERMOCOUPLE,17.4 MM DIA,10 M LG,SS | 20 | ALLRFPs\Saudi Energy\SEC RFP- C001721454\downloaded-rfp\SEC RFP- C001721454.xls
Saudi Energy | SEC RFP- C001721454 | 905941562 | 30 905941562 BRUSH,ELEC,COLLECTOR,CRBN... | 30 905941562 BRUSH,ELEC,COLLECTOR,CRBN,#02138J78G001 | 60 | ALLRFPs\Saudi Energy\SEC RFP- C001721454\downloaded-rfp\SEC RFP- C001721454.xls
Saudi Energy | SEC RFP- C001721454 | 905897171 | 40 905897171 GAUGE,VAC,#196C8597P0001 | 40 905897171 GAUGE,VAC,#196C8597P0001 | 3 | ALLRFPs\Saudi Energy\SEC RFP- C001721454\downloaded-rfp\SEC RFP- C001721454.xls
Saudi Energy | SEC RFP- C001721455 | 901330383 | 10 901330383 MOTOR,VLV ACT,0.8 KW,480 ... | 10 901330383 MOTOR,VLV ACT,0.8 KW,480 V,60HZ,3.6 A,#Z | 1 | ALLRFPs\Saudi Energy\SEC RFP- C001721455\downloaded-rfp\SEC RFP- C001721455.xls
Saudi Energy | SEC RFP- C001721455 | 901330384 | 20 901330384 MOTOR,VLV ACT,1.4 KW,480 ... | 20 901330384 MOTOR,VLV ACT,1.4 KW,480 V,60HZ,4.7 A,#Z | 1 | ALLRFPs\Saudi Energy\SEC RFP- C001721455\downloaded-rfp\SEC RFP- C001721455.xls
Saudi Energy | SEC RFP- C001721455 | 901330385 | 30 901330385 MOTOR,VLV ACT,0.01 KW,480... | 30 901330385 MOTOR,VLV ACT,0.01 KW,480 V,60HZ,0.3 A | 1 | ALLRFPs\Saudi Energy\SEC RFP- C001721455\downloaded-rfp\SEC RFP- C001721455.xls
Saudi Energy | SEC RFP- C001721455 | 901330386 | 40 901330386 MOTOR,VLV ACT,0.45 KW,480... | 40 901330386 MOTOR,VLV ACT,0.45 KW,480 V,60HZ,1.6 A | 1 | ALLRFPs\Saudi Energy\SEC RFP- C001721455\downloaded-rfp\SEC RFP- C001721455.xls
Saudi Energy | SEC RFP- C001721455 | 902504517 | 50 902504517 WIRE:THERMOCOUPLE,6 MM DI... | 50 902504517 WIRE:THERMOCOUPLE,6 MM DIA,12 M LG,1 PAI | 10 | ALLRFPs\Saudi Energy\SEC RFP- C001721455\downloaded-rfp\SEC RFP- C001721455.xls
Saudi Energy | SEC RFP- C001721458 | 909100989 | 10 909100989 GASKET,LID,COUPLER,ROUND,... | 10 909100989 GASKET,LID,COUPLER,ROUND,4-5/8 IN ID X 5 | 2 | ALLRFPs\Saudi Energy\SEC RFP- C001721458\downloaded-rfp\SEC RFP- C001721458.xls
Saudi Energy | SEC RFP- C001721458 | 902507405 | 20 902507405 WIRE:THERMOCOUPLE,18 AWG,... | 20 902507405 WIRE:THERMOCOUPLE,18 AWG,10 M LG,INSULAT | 30 | ALLRFPs\Saudi Energy\SEC RFP- C001721458\downloaded-rfp\SEC RFP- C001721458.xls
Saudi Energy | SEC RFP- C001721458 | 905697770 | 30 905697770 STRAINER:FLUID,DUPLEX,40 ... | 30 905697770 STRAINER:FLUID,DUPLEX,40 MESH DN 200 ( 8 | 8 | ALLRFPs\Saudi Energy\SEC RFP- C001721458\downloaded-rfp\SEC RFP- C001721458.xls
Saudi Energy | SEC RFP- C001721458 | 902018321 | 40 902018321 RELAY:MULTIFUNCTION,VOLTA... | 40 902018321 RELAY:MULTIFUNCTION,VOLTAGE AND FREQUENC | 15 | ALLRFPs\Saudi Energy\SEC RFP- C001721458\downloaded-rfp\SEC RFP- C001721458.xls
Saudi Energy | SEC RFP- C001721458 | 901152835 | 50 901152835 TRANSFORMER:CONTROL,0.5 K... | 50 901152835 TRANSFORMER:CONTROL,0.5 KVA,4160 V PRI,1 | 2 | ALLRFPs\Saudi Energy\SEC RFP- C001721458\downloaded-rfp\SEC RFP- C001721458.xls
Saudi Energy | SEC RFP- C001721458 | 901105068 | 60 901105068 TUBE,BOILER,STR,SA210 GR.... | 60 901105068 TUBE,BOILER,STR,SA210 GR.A1,38 MM OD,#20 | 2 | ALLRFPs\Saudi Energy\SEC RFP- C001721458\downloaded-rfp\SEC RFP- C001721458.xls
Saudi Energy | SEC RFP- C001726491 | 909501538 | 10 909501538 CNDCTR:ELEC | 10 909501538 CNDCTR:ELEC | 2,500 | ALLRFPs\Saudi Energy\SEC RFP- C001726491\downloaded-rfp\SEC RFP- C001726491.xls
Saudi Energy | SEC RFP- C001733670 | 901304438 | 10 901304438 HOSE:METALLIC,TURBINE,FLA... | 10 901304438 HOSE:METALLIC,TURBINE,FLANGE,15 BAR,SSTL | 11 | ALLRFPs\Saudi Energy\SEC RFP- C001733670\downloaded-rfp\SEC RFP- C001733670.xls
Saudi Energy | SEC RFP- C001733670 | 901100520 | 20 901100520 CABLE,DTCR,10 M LG,BLACK ... | 20 901100520 CABLE,DTCR,10 M LG,BLACK POLYSTER,#362A3 | 14 | ALLRFPs\Saudi Energy\SEC RFP- C001733670\downloaded-rfp\SEC RFP- C001733670.xls
Saudi Energy | SEC RFP- C001733670 | 905901562 | 30 905901562 WIRE:THERMOCOUPLE,17.4 MM... | 30 905901562 WIRE:THERMOCOUPLE,17.4 MM DIA,10 M LG,SS | 9 | ALLRFPs\Saudi Energy\SEC RFP- C001733670\downloaded-rfp\SEC RFP- C001733670.xls
Saudi Energy | SEC RFP- C001733709 | 902008785 | 10 902008785 CABLE:IGNITION,(6 MM X 8 ... | 10 902008785 CABLE:IGNITION,(6 MM X 8 MM X 13 MM) DIA | 35 | ALLRFPs\Saudi Energy\SEC RFP- C001733709\downloaded-rfp\SEC RFP- C001733709.xls
Saudi Energy | SEC RFP- C001733709 | 901240084 | 20 901240084 CONVERTER,SIGNAL,#UFC300F... | 20 901240084 CONVERTER,SIGNAL,#UFC300FA16045002 | 5 | ALLRFPs\Saudi Energy\SEC RFP- C001733709\downloaded-rfp\SEC RFP- C001733709.xls
Saudi Energy | SEC RFP- C001733709 | 905901935 | 30 905901935 CONTACTOR,MTR,600 V AC LV... | 30 905901935 CONTACTOR,MTR,600 V AC LV,25,ABS POLE,#C | 10 | ALLRFPs\Saudi Energy\SEC RFP- C001733709\downloaded-rfp\SEC RFP- C001733709.xls
Saudi Energy | SEC RFP- C001733709 | 909301112 | 40 909301112 CABLE:INSTRUMENTATION,VEL... | 40 909301112 CABLE:INSTRUMENTATION,VELOMITOR,4 METER | 15 | ALLRFPs\Saudi Energy\SEC RFP- C001733709\downloaded-rfp\SEC RFP- C001733709.xls
Saudi Energy | SEC RFP- C001733710 | 901152909 | 10 901152909 TB:BOILER, STRAIGHT,SA-21... | 10 901152909 TB:BOILER, STRAIGHT,SA-213-T11,50.8 MM O | 4 | ALLRFPs\Saudi Energy\SEC RFP- C001733710\downloaded-rfp\SEC RFP- C001733710.xls
Saudi Energy | SEC RFP- C001733710 | 901152910 | 20 901152910 TB:BOILER, STRAIGHT,S.S.4... | 20 901152910 TB:BOILER, STRAIGHT,S.S.409,FIN/INCHES 3 | 2 | ALLRFPs\Saudi Energy\SEC RFP- C001733710\downloaded-rfp\SEC RFP- C001733710.xls
Saudi Energy | SEC RFP- C001733710 | 901152921 | 30 901152921 TB:BOILER, STRAIGHT,SA-21... | 30 901152921 TB:BOILER, STRAIGHT,SA-210-A1,50.8 O.D O | 4 | ALLRFPs\Saudi Energy\SEC RFP- C001733710\downloaded-rfp\SEC RFP- C001733710.xls
Saudi Energy | SEC RFP- C001733710 | 901152922 | 40 901152922 TB:BOILER, STRAIGHT,C.S.,... | 40 901152922 TB:BOILER, STRAIGHT,C.S.,FIN/INCHES=4, F | 2 | ALLRFPs\Saudi Energy\SEC RFP- C001733710\downloaded-rfp\SEC RFP- C001733710.xls
Saudi Energy | SEC RFP- C001733710 | 901152868 | 50 901152868 SPRTR:BULK NOUN | 50 901152868 SPRTR:BULK NOUN | 1 | ALLRFPs\Saudi Energy\SEC RFP- C001733710\downloaded-rfp\SEC RFP- C001733710.xls
Saudi Energy | SEC RFP- C001733710 | 901330325 | 60 901330325 TOOL, | 60 901330325 TOOL, | 1 | ALLRFPs\Saudi Energy\SEC RFP- C001733710\downloaded-rfp\SEC RFP- C001733710.xls
Saudi Energy | SEC RFP- C001736630 | 909501538 | 10 909501538 CNDCTR:ELEC | 10 909501538 CNDCTR:ELEC | 3,000 | ALLRFPs\Saudi Energy\SEC RFP- C001736630\downloaded-rfp\SEC RFP- C001736630.xls
Saudi Energy | SEC RFP- C001738316 - 6001738316 | 909100751 | 10 909100751 CABLE,ELEC,CU,PVC,70,1 | 10 909100751 CABLE,ELEC,CU,PVC,70,1 | 4,000 | ALLRFPs\Saudi Energy\SEC RFP- C001738316 - 6001738316\downloaded-rfp\SEC RFP- C001738316 - 6001738316.xls
Saudi Energy | SEC RFP- C001738316 - 6001738316 | 905517950 | 20 905517950 CABLE,ELEC,CU,PVC,120SQMM... | 20 905517950 CABLE,ELEC,CU,PVC,120SQMM,1 | 4,000 | ALLRFPs\Saudi Energy\SEC RFP- C001738316 - 6001738316\downloaded-rfp\SEC RFP- C001738316 - 6001738316.xls
Saudi Energy | SEC RFP- C001738316 - 6001738316 | 905517918 | 30 905517918 CABLE,ELEC,CU,PVC,240SQMM... | 30 905517918 CABLE,ELEC,CU,PVC,240SQMM,1 | 4,000 | ALLRFPs\Saudi Energy\SEC RFP- C001738316 - 6001738316\downloaded-rfp\SEC RFP- C001738316 - 6001738316.xls
Saudi Energy | SEC RFP- C001738316 - 6001738316 | 909100745 | 40 909100745 CABLE,ELEC,CU,PVC,50,1 | 40 909100745 CABLE,ELEC,CU,PVC,50,1 | 2,000 | ALLRFPs\Saudi Energy\SEC RFP- C001738316 - 6001738316\downloaded-rfp\SEC RFP- C001738316 - 6001738316.xls
Saudi Energy | SEC RFP- C001738316 - 6001738316 | 905696053 | 50 905696053 CABLE,ELEC,CU,XLPE,240SQM... | 50 905696053 CABLE,ELEC,CU,XLPE,240SQMM,1,#CUXLPEPVC6 | 2,000 | ALLRFPs\Saudi Energy\SEC RFP- C001738316 - 6001738316\downloaded-rfp\SEC RFP- C001738316 - 6001738316.xls
Saudi Energy | SEC RFP- C001744617 | 901202379 | 10 901202379 ANALYZER,CONDCTV,1.5 MS/C... | 10 901202379 ANALYZER,CONDCTV,1.5 MS/CM TO 2 S/CM,#LX | 2 | ALLRFPs\Saudi Energy\SEC RFP- C001744617\downloaded-rfp\SEC RFP- C001744617.xls
Saudi Energy | SEC RFP- C001744617 | 901236937 | 20 901236937 VALVE,RELIEF,40/60 BAR,#D... | 20 901236937 VALVE,RELIEF,40/60 BAR,#D10C | 6 | ALLRFPs\Saudi Energy\SEC RFP- C001744617\downloaded-rfp\SEC RFP- C001744617.xls
Saudi Energy | SEC RFP- C001744617 | 901233751 | 30 901233751 TRANSFORMER:CONTROL,25 KV... | 30 901233751 TRANSFORMER:CONTROL,25 KVA,216/228/240/2 | 6 | ALLRFPs\Saudi Energy\SEC RFP- C001744617\downloaded-rfp\SEC RFP- C001744617.xls
Saudi Energy | SEC RFP- C001744617 | 901110049 | 40 901110049 VALVE,PLUG,SSTL,3 IN X 30... | 40 901110049 VALVE,PLUG,SSTL,3 IN X 300 #,#389A7968P0 | 6 | ALLRFPs\Saudi Energy\SEC RFP- C001744617\downloaded-rfp\SEC RFP- C001744617.xls
Saudi Energy | SEC RFP- C001744617 | 901110050 | 50 901110050 VALVE,PLUG,SSTL,3 IN X 30... | 50 901110050 VALVE,PLUG,SSTL,3 IN X 300 #,#389A7968P0 | 6 | ALLRFPs\Saudi Energy\SEC RFP- C001744617\downloaded-rfp\SEC RFP- C001744617.xls
Saudi Energy | SEC RFP- C001744617 | 901239549 | 60 901239549 VALVE,SPOOL,STL,1/4 IN PS... | 60 901239549 VALVE,SPOOL,STL,1/4 IN PS,FLG CONN,#G772 | 2 | ALLRFPs\Saudi Energy\SEC RFP- C001744617\downloaded-rfp\SEC RFP- C001744617.xls
Saudi Energy | SEC RFP- C001744617 | 901234973 | 70 901234973 SENSOR,GT HAZ GAS SYSTEM,... | 70 901234973 SENSOR,GT HAZ GAS SYSTEM,0100 PERCENT (0 | 4 | ALLRFPs\Saudi Energy\SEC RFP- C001744617\downloaded-rfp\SEC RFP- C001744617.xls
Saudi Energy | SEC RFP- C001744617 | 901236102 | 80 901236102 PROBE,#115T5041P0006 | 80 901236102 PROBE,#115T5041P0006 | 2 | ALLRFPs\Saudi Energy\SEC RFP- C001744617\downloaded-rfp\SEC RFP- C001744617.xls
Saudi Energy | SEC RFP- C001744617 | 901304307 | 90 901304307 VALVE,SOLN,1/2 IN PS,#SS6... | 90 901304307 VALVE,SOLN,1/2 IN PS,#SS63TS833C14671 | 2 | ALLRFPs\Saudi Energy\SEC RFP- C001744617\downloaded-rfp\SEC RFP- C001744617.xls
Saudi Energy | SEC RFP- C001744617 | 901327141 | 100 901327141 VALVE,SPOOL,STL,0.014 IN ... | 100 901327141 VALVE,SPOOL,STL,0.014 IN PS,1600 PSI,#35 | 2 | ALLRFPs\Saudi Energy\SEC RFP- C001744617\downloaded-rfp\SEC RFP- C001744617.xls
Saudi Energy | SEC RFP- C001744617 | 901321620 | 110 901321620 RING,GTG-GENERATOR COLLEC... | 110 901321620 RING,GTG-GENERATOR COLLECTOR,8.81 IN LG, | 4 | ALLRFPs\Saudi Energy\SEC RFP- C001744617\downloaded-rfp\SEC RFP- C001744617.xls
Saudi Energy | SEC RFP- C001744617 | 901234662 | 120 901234662 BREAKER,CRCT,MC,#SKLC362X... | 120 901234662 BREAKER,CRCT,MC,#SKLC362XL4RXC | 1 | ALLRFPs\Saudi Energy\SEC RFP- C001744617\downloaded-rfp\SEC RFP- C001744617.xls
Saudi Energy | SEC RFP- C001744617 | 901233647 | 130 901233647 BREAKER,CRCT,MC,ABS POLE,... | 130 901233647 BREAKER,CRCT,MC,ABS POLE,40 A,#FEL160AF4 | 8 | ALLRFPs\Saudi Energy\SEC RFP- C001744617\downloaded-rfp\SEC RFP- C001744617.xls
Saudi Energy | SEC RFP- C001744617 | 902467482 | 140 902467482 DRYER,FLUID:7/8 IN,R 407C... | 140 902467482 DRYER,FLUID:7/8 IN,R 407C,HIGH DRYING CA | 15 | ALLRFPs\Saudi Energy\SEC RFP- C001744617\downloaded-rfp\SEC RFP- C001744617.xls
Saudi Energy | SEC RFP- C001744617 | 901147986 | 150 901147986 ACTUATOR,ELEC MTR,220V,1/... | 150 901147986 ACTUATOR,ELEC MTR,220V,1/20 HP,1438 RPM | 1 | ALLRFPs\Saudi Energy\SEC RFP- C001744617\downloaded-rfp\SEC RFP- C001744617.xls
Saudi Energy | SEC RFP- C001744617 | 901214367 | 160 901214367 REGULATOR,PRES,CAST COPPE... | 160 901214367 REGULATOR,PRES,CAST COPPER SILICON ALLOY | 3 | ALLRFPs\Saudi Energy\SEC RFP- C001744617\downloaded-rfp\SEC RFP- C001744617.xls
Saudi Energy | SEC RFP- C001744617 | 901147528 | 170 901147528 REGULATOR,PRES,CSTL,7 BAR... | 170 901147528 REGULATOR,PRES,CSTL,7 BAR IP,6.5 BAR OP | 3 | ALLRFPs\Saudi Energy\SEC RFP- C001744617\downloaded-rfp\SEC RFP- C001744617.xls
Saudi Energy | SEC RFP- C001744617 | 901148269 | 180 901148269 CONTROLLER,PHYSICAL PROPE... | 180 901148269 CONTROLLER,PHYSICAL PROPERTIES:SCREW TER | 6 | ALLRFPs\Saudi Energy\SEC RFP- C001744617\downloaded-rfp\SEC RFP- C001744617.xls
Saudi Energy | SEC RFP- C001744617 | 901238541 | 190 901238541 VALVE,SOLN,3/4 IN PS,24 V... | 190 901238541 VALVE,SOLN,3/4 IN PS,24 V DC 8W,#0018665 | 3 | ALLRFPs\Saudi Energy\SEC RFP- C001744617\downloaded-rfp\SEC RFP- C001744617.xls
Saudi Energy | SEC RFP- C001744617 | 901406230 | 200 901406230 POSITIONER,VALVE,150 PSI,... | 200 901406230 POSITIONER,VALVE,150 PSI,4 TO 20 MA,NA | 5 | ALLRFPs\Saudi Energy\SEC RFP- C001744617\downloaded-rfp\SEC RFP- C001744617.xls
Saudi Energy | SEC RFP- C001744617 | 901233831 | 210 901233831 VALVE, | 210 901233831 VALVE, | 6 | ALLRFPs\Saudi Energy\SEC RFP- C001744617\downloaded-rfp\SEC RFP- C001744617.xls
Saudi Energy | SEC RFP- C001744617 | 901234008 | 220 901234008 Valve,SPECIAL PURPOSE: | 220 901234008 Valve,SPECIAL PURPOSE: | 6 | ALLRFPs\Saudi Energy\SEC RFP- C001744617\downloaded-rfp\SEC RFP- C001744617.xls
Saudi Energy | SEC RFP- C001744617 | 901234539 | 230 901234539 POSITIONER,VALVE,0 TO 10 ... | 230 901234539 POSITIONER,VALVE,0 TO 10 BAR,4 TO 40 MA | 5 | ALLRFPs\Saudi Energy\SEC RFP- C001744617\downloaded-rfp\SEC RFP- C001744617.xls
Saudi Energy | SEC RFP- C001744617 | 901148283 | 240 901148283 VALVE,PILOT:A352LCC AND Q... | 240 901148283 VALVE,PILOT:A352LCC AND QT,HORIZONTAL,TH | 6 | ALLRFPs\Saudi Energy\SEC RFP- C001744617\downloaded-rfp\SEC RFP- C001744617.xls
Saudi Energy | SEC RFP- C001744617 | 901148285 | 250 901148285 VALVE,PILOT:A352LCCQT,HOR... | 250 901148285 VALVE,PILOT:A352LCCQT,HORIZONTAL,THREADE | 6 | ALLRFPs\Saudi Energy\SEC RFP- C001744617\downloaded-rfp\SEC RFP- C001744617.xls
Saudi Energy | SEC RFP- C001744617 | 901235049 | 260 901235049 VALVE,CHECK,SPRING LOADED... | 260 901235049 VALVE,CHECK,SPRING LOADED,0.375 INCH,#SS | 6 | ALLRFPs\Saudi Energy\SEC RFP- C001744617\downloaded-rfp\SEC RFP- C001744617.xls
Saudi Energy | SEC RFP- C001744617 | 901148318 | 270 901148318 ACTUATOR,ELEC MTR,460 VAC... | 270 901148318 ACTUATOR,ELEC MTR,460 VAC/3PH /60HZ,#IQT | 3 | ALLRFPs\Saudi Energy\SEC RFP- C001744617\downloaded-rfp\SEC RFP- C001744617.xls
Saudi Energy | SEC RFP- C001744617 | 901147370 | 280 901147370 ELIMINATOR:MIST,12 IN X 1... | 280 901147370 ELIMINATOR:MIST,12 IN X 18 IN X 60 IN,CE | 435 | ALLRFPs\Saudi Energy\SEC RFP- C001744617\downloaded-rfp\SEC RFP- C001744617.xls
Saudi Energy | SEC RFP- C001744617 | 901147371 | 290 901147371 ELIMINATOR:MIST,12 IN X 1... | 290 901147371 ELIMINATOR:MIST,12 IN X 18 IN X 72 IN,CE | 435 | ALLRFPs\Saudi Energy\SEC RFP- C001744617\downloaded-rfp\SEC RFP- C001744617.xls
Saudi Energy | SEC RFP- C001744617 | 903103261 | 300 903103261 CONTACTOR,MTR,230 TO 690 ... | 300 903103261 CONTACTOR,MTR,230 TO 690 VAC LV,30,#1SBL | 8 | ALLRFPs\Saudi Energy\SEC RFP- C001744617\downloaded-rfp\SEC RFP- C001744617.xls
Saudi Energy | SEC RFP- C001744617 | 901116636 | 310 901116636 SUPPORT,BRUSH,SSTL,(355 M... | 310 901116636 SUPPORT,BRUSH,SSTL,(355 MM X 556 MM X 61 | 2 | ALLRFPs\Saudi Energy\SEC RFP- C001744617\downloaded-rfp\SEC RFP- C001744617.xls
Saudi Energy | SEC RFP- C001744617 | 902500089 | 320 902500089 INSUL:ELEC,FORM:U,,INSUL:... | 320 902500089 INSUL:ELEC,FORM:U,,INSUL:FIBER,SZ:730 MM | 5 | ALLRFPs\Saudi Energy\SEC RFP- C001744617\downloaded-rfp\SEC RFP- C001744617.xls
Saudi Energy | SEC RFP- C001744617 | 901114647 | 330 901114647 FUSE:LOW VOLTAGE,12 A,250... | 330 901114647 FUSE:LOW VOLTAGE,12 A,250 V,FERRULE,CERA | 50 | ALLRFPs\Saudi Energy\SEC RFP- C001744617\downloaded-rfp\SEC RFP- C001744617.xls
Saudi Energy | SEC RFP- C001744617 | 901233865 | 340 901233865 ASSEMBLY,3 WAY VALVE | 340 901233865 ASSEMBLY,3 WAY VALVE | 5 | ALLRFPs\Saudi Energy\SEC RFP- C001744617\downloaded-rfp\SEC RFP- C001744617.xls
Saudi Energy | SEC RFP- C001746331 | 901152909 | 10 901152909 TB:BOILER, STRAIGHT,SA-21... | 10 901152909 TB:BOILER, STRAIGHT,SA-213-T11,50.8 MM O | 4 | ALLRFPs\Saudi Energy\SEC RFP- C001746331\downloaded-rfp\SEC RFP- C001746331.xls
Saudi Energy | SEC RFP- C001746331 | 901152910 | 20 901152910 TB:BOILER, STRAIGHT,S.S.4... | 20 901152910 TB:BOILER, STRAIGHT,S.S.409,FIN/INCHES 3 | 2 | ALLRFPs\Saudi Energy\SEC RFP- C001746331\downloaded-rfp\SEC RFP- C001746331.xls
Saudi Energy | SEC RFP- C001746331 | 901152921 | 30 901152921 TB:BOILER, STRAIGHT,SA-21... | 30 901152921 TB:BOILER, STRAIGHT,SA-210-A1,50.8 O.D O | 4 | ALLRFPs\Saudi Energy\SEC RFP- C001746331\downloaded-rfp\SEC RFP- C001746331.xls
Saudi Energy | SEC RFP- C001746331 | 901152922 | 40 901152922 TB:BOILER, STRAIGHT,C.S.,... | 40 901152922 TB:BOILER, STRAIGHT,C.S.,FIN/INCHES=4, F | 2 | ALLRFPs\Saudi Energy\SEC RFP- C001746331\downloaded-rfp\SEC RFP- C001746331.xls
Saudi Energy | SEC RFP- C001746331 | 901152868 | 50 901152868 SPRTR:BULK NOUN | 50 901152868 SPRTR:BULK NOUN | 1 | ALLRFPs\Saudi Energy\SEC RFP- C001746331\downloaded-rfp\SEC RFP- C001746331.xls
Saudi Energy | SEC RFP- C001746331 | 901330325 | 60 901330325 TOOL, | 60 901330325 TOOL, | 1 | ALLRFPs\Saudi Energy\SEC RFP- C001746331\downloaded-rfp\SEC RFP- C001746331.xls
Saudi Energy | SEC RFP- C001749166 | 905915984 | 10 905915984 AMMETER:ANALOG,SQUARE FAC... | 10 905915984 AMMETER:ANALOG,SQUARE FACE, FLUSH MOUNT, | 10 | ALLRFPs\Saudi Energy\SEC RFP- C001749166\downloaded-rfp\SEC RFP- C001749166.xls
Saudi Energy | SEC RFP- C001749166 | 901114678 | 20 901114678 BLK:BULK NOUN | 20 901114678 BLK:BULK NOUN | 6 | ALLRFPs\Saudi Energy\SEC RFP- C001749166\downloaded-rfp\SEC RFP- C001749166.xls
Saudi Energy | SEC RFP- C001749166 | 901114679 | 30 901114679 BLK:BULK NOUN | 30 901114679 BLK:BULK NOUN | 6 | ALLRFPs\Saudi Energy\SEC RFP- C001749166\downloaded-rfp\SEC RFP- C001749166.xls
Saudi Energy | SEC RFP- C001749166 | 909503483 | 40 909503483 REGULATOR,V,4000,125VDC I... | 40 909503483 REGULATOR,V,4000,125VDC IN V,3 P,#151X12 | 3 | ALLRFPs\Saudi Energy\SEC RFP- C001749166\downloaded-rfp\SEC RFP- C001749166.xls
Saudi Energy | SEC RFP- C001749172 | 901108243 | 10 901108243 CONTACTOR,MTR,NEMA/IEC IE... | 10 901108243 CONTACTOR,MTR,NEMA/IEC IEC 947-1,#1SBL37 | 3 | ALLRFPs\Saudi Energy\SEC RFP- C001749172\downloaded-rfp\SEC RFP- C001749172.xls
Saudi Energy | SEC RFP- C001749172 | 902504517 | 20 902504517 WIRE:THERMOCOUPLE,6 MM DI... | 20 902504517 WIRE:THERMOCOUPLE,6 MM DIA,12 M LG,1 PAI | 4 | ALLRFPs\Saudi Energy\SEC RFP- C001749172\downloaded-rfp\SEC RFP- C001749172.xls
Saudi Energy | SEC RFP- C001749172 | 902015049 | 30 902015049 RING,RETAINING,EXTERNAL C... | 30 902015049 RING,RETAINING,EXTERNAL CIRCLIP,15 MM ID | 10 | ALLRFPs\Saudi Energy\SEC RFP- C001749172\downloaded-rfp\SEC RFP- C001749172.xls
Saudi Energy | SEC RFP- C001749172 | 901400047 | 40 901400047 COUPLING,SHAFT,STL,#86710... | 40 901400047 COUPLING,SHAFT,STL,#86710867103 | 8 | ALLRFPs\Saudi Energy\SEC RFP- C001749172\downloaded-rfp\SEC RFP- C001749172.xls
Saudi Energy | SEC RFP- C001752366 - 6001752366 | 903400617 | 10 903400617 CLAMP,HOLDING,CU,50X6 SQM... | 10 903400617 CLAMP,HOLDING,CU,50X6 SQMM LC,#CP260H | 250 | ALLRFPs\Saudi Energy\SEC RFP- C001752366 - 6001752366\downloaded-rfp\SEC RFP- C001752366 - 6001752366.xls
Saudi Energy | SEC RFP- C001752366 - 6001752366 | 903400621 | 20 903400621 WIRE:GROUNDING,CU, SOFT D... | 20 903400621 WIRE:GROUNDING,CU, SOFT DRAWN,50 X 6 SQM | 10 | ALLRFPs\Saudi Energy\SEC RFP- C001752366 - 6001752366\downloaded-rfp\SEC RFP- C001752366 - 6001752366.xls
Saudi Energy | SEC RFP- C001752938 | 905755660 | 10 905755660 SOCKET,WRN,6 POINT,15/16 ... | 10 905755660 SOCKET,WRN,6 POINT,15/16 IN,1/2 IN DR | 20 | ALLRFPs\Saudi Energy\SEC RFP- C001752938\downloaded-rfp\SEC RFP- C001752938.xls
Saudi Energy | SEC RFP- C001752938 | 906010621 | 20 906010621 GRIP,CABLE/WIRE,GALV FSTL... | 20 906010621 GRIP,CABLE/WIRE,GALV FSTL,#162816 | 20 | ALLRFPs\Saudi Energy\SEC RFP- C001752938\downloaded-rfp\SEC RFP- C001752938.xls
Saudi Energy | SEC RFP- C001753818 | 905915984 | 10 905915984 AMMETER:ANALOG,SQUARE FAC... | 10 905915984 AMMETER:ANALOG,SQUARE FACE, FLUSH MOUNT, | 10 | ALLRFPs\Saudi Energy\SEC RFP- C001753818\downloaded-rfp\SEC RFP- C001753818.xls
Saudi Energy | SEC RFP- C001753818 | 901114678 | 20 901114678 BLK:BULK NOUN | 20 901114678 BLK:BULK NOUN | 6 | ALLRFPs\Saudi Energy\SEC RFP- C001753818\downloaded-rfp\SEC RFP- C001753818.xls
Saudi Energy | SEC RFP- C001753818 | 901114679 | 30 901114679 BLK:BULK NOUN | 30 901114679 BLK:BULK NOUN | 6 | ALLRFPs\Saudi Energy\SEC RFP- C001753818\downloaded-rfp\SEC RFP- C001753818.xls
Saudi Energy | SEC RFP- C001753818 | 909503483 | 40 909503483 REGULATOR,V,4000,125VDC I... | 40 909503483 REGULATOR,V,4000,125VDC IN V,3 P,#151X12 | 3 | ALLRFPs\Saudi Energy\SEC RFP- C001753818\downloaded-rfp\SEC RFP- C001753818.xls
Saudi Energy | SEC RFP- C001754721 | 905943813 | 10 905943813 GRIP,GUY WIRE,HDGS,#BG211... | 10 905943813 GRIP,GUY WIRE,HDGS,#BG2116 | 1,000 | ALLRFPs\Saudi Energy\SEC RFP- C001754721\downloaded-rfp\SEC RFP- C001754721.xls
Saudi Energy | SEC RFP- C001754721 | 909411520 | 20 909411520 INSULATOR,POST,ANSI 70 GR... | 20 909411520 INSULATOR,POST,ANSI 70 GRAY GLAZE,FRP,#7 | 50 | ALLRFPs\Saudi Energy\SEC RFP- C001754721\downloaded-rfp\SEC RFP- C001754721.xls
Saudi Energy | SEC RFP- C001754721 | 909411594 | 30 909411594 YOKE,YOKE PLATE FOR TRANS... | 30 909411594 YOKE,YOKE PLATE FOR TRANSMISSION LINE,15 | 20 | ALLRFPs\Saudi Energy\SEC RFP- C001754721\downloaded-rfp\SEC RFP- C001754721.xls
Saudi Energy | SEC RFP- C001754721 | 909411598 | 40 909411598 INSULATOR,SUSP,HIGH GRADE... | 40 909411598 INSULATOR,SUSP,HIGH GRADE FORGED STEEL | 60 | ALLRFPs\Saudi Energy\SEC RFP- C001754721\downloaded-rfp\SEC RFP- C001754721.xls
Saudi Energy | SEC RFP- C001754733 | 902507724 | 10 902507724 GUIDE,THERMOCOUPLE,BLADE ... | 10 902507724 GUIDE,THERMOCOUPLE,BLADE RING,GAS TURBIN | 29 | ALLRFPs\Saudi Energy\SEC RFP- C001754733\downloaded-rfp\SEC RFP- C001754733.xls
Saudi Energy | SEC RFP- C001754733 | 902507749 | 20 902507749 SHIM:CLEARANCE ADJUSTING,... | 20 902507749 SHIM:CLEARANCE ADJUSTING,0.30 MM THK,114 | 4 | ALLRFPs\Saudi Energy\SEC RFP- C001754733\downloaded-rfp\SEC RFP- C001754733.xls
Saudi Energy | SEC RFP- C001754733 | 905942915 | 30 905942915 GASKET,ACCESS COVER,ROUND... | 30 905942915 GASKET,ACCESS COVER,ROUND,557 MM ID X 71 | 4 | ALLRFPs\Saudi Energy\SEC RFP- C001754733\downloaded-rfp\SEC RFP- C001754733.xls
Saudi Energy | SEC RFP- C001754733 | 902012334 | 40 902012334 RING,WEAR,PUMP,4 IN ID X ... | 40 902012334 RING,WEAR,PUMP,4 IN ID X 4-1/2 IN OD X 1 | 1 | ALLRFPs\Saudi Energy\SEC RFP- C001754733\downloaded-rfp\SEC RFP- C001754733.xls
Saudi Energy | SEC RFP- C001754733 | 902008351 | 50 902008351 CABLE:INSTRUMENTATION,BEA... | 50 902008351 CABLE:INSTRUMENTATION,BEARING VIBRATION, | 32 | ALLRFPs\Saudi Energy\SEC RFP- C001754733\downloaded-rfp\SEC RFP- C001754733.xls
Saudi Energy | SEC RFP- C001754733 | 906002155 | 60 906002155 RELAY,LOCK-OUT,ELEC,6NO2N... | 60 906002155 RELAY,LOCK-OUT,ELEC,6NO2NC,8P1T,125VDC | 2 | ALLRFPs\Saudi Energy\SEC RFP- C001754733\downloaded-rfp\SEC RFP- C001754733.xls
Saudi Energy | SEC RFP- C001754733 | 902002574 | 70 902002574 CONTACTOR:RELAY,125 V DC ... | 70 902002574 CONTACTOR:RELAY,125 V DC COIL,OPEN ENCLO | 59 | ALLRFPs\Saudi Energy\SEC RFP- C001754733\downloaded-rfp\SEC RFP- C001754733.xls
Saudi Energy | SEC RFP- C001754733 | 902008135 | 80 902008135 CABLE:INSTRUMENTATION,BEA... | 80 902008135 CABLE:INSTRUMENTATION,BEARING VIBRATION | 28 | ALLRFPs\Saudi Energy\SEC RFP- C001754733\downloaded-rfp\SEC RFP- C001754733.xls
Saudi Energy | SEC RFP- C001754733 | 905528287 | 90 905528287 SWITCH,PRES,1P2T,1/4 IN F... | 90 905528287 SWITCH,PRES,1P2T,1/4 IN FNPT,#351A9090P0 | 19 | ALLRFPs\Saudi Energy\SEC RFP- C001754733\downloaded-rfp\SEC RFP- C001754733.xls
Saudi Energy | SEC RFP- C001754733 | 905530665 | 100 905530665 CONTACTOR,MTR,600V LV,100... | 100 905530665 CONTACTOR,MTR,600V LV,100KVA,1 POLE,#3A0 | 6 | ALLRFPs\Saudi Energy\SEC RFP- C001754733\downloaded-rfp\SEC RFP- C001754733.xls
Saudi Energy | SEC RFP- C001754733 | 905543622 | 110 905543622 HOLDER,ELECTRICAL BRUSH,G... | 110 905543622 HOLDER,ELECTRICAL BRUSH,GAS TURBINE,32 M | 10 | ALLRFPs\Saudi Energy\SEC RFP- C001754733\downloaded-rfp\SEC RFP- C001754733.xls
Saudi Energy | SEC RFP- C001754733 | 905543637 | 120 905543637 HOLDER,ELECTRICAL BRUSH,G... | 120 905543637 HOLDER,ELECTRICAL BRUSH,GENERATOR GROUND | 10 | ALLRFPs\Saudi Energy\SEC RFP- C001754733\downloaded-rfp\SEC RFP- C001754733.xls
Saudi Energy | SEC RFP- C001754733 | 905896926 | 130 905896926 CABLE:INSTRUMENTATION,EXT... | 130 905896926 CABLE:INSTRUMENTATION,EXTENSION,VIBRATIO | 1 | ALLRFPs\Saudi Energy\SEC RFP- C001754733\downloaded-rfp\SEC RFP- C001754733.xls
Saudi Energy | SEC RFP- C001754733 | 905916925 | 140 905916925 CABLE:IGNITION,1/2 IN DIA... | 140 905916925 CABLE:IGNITION,1/2 IN DIA X 10 FT LG,SAE | 14 | ALLRFPs\Saudi Energy\SEC RFP- C001754733\downloaded-rfp\SEC RFP- C001754733.xls
Saudi Energy | SEC RFP- C001754733 | 905941603 | 150 905941603 SWITCH,PRES,1P2T,1/4 IN M... | 150 905941603 SWITCH,PRES,1P2T,1/4 IN MPT,NEMA 7,#5017 | 65 | ALLRFPs\Saudi Energy\SEC RFP- C001754733\downloaded-rfp\SEC RFP- C001754733.xls
Saudi Energy | SEC RFP- C001754733 | 905941635 | 160 905941635 SWITCH,PRES,1P2T,1/4 IN F... | 160 905941635 SWITCH,PRES,1P2T,1/4 IN FPT,GP,#1314IN12 | 24 | ALLRFPs\Saudi Energy\SEC RFP- C001754733\downloaded-rfp\SEC RFP- C001754733.xls
Saudi Energy | SEC RFP- C001754738 | 902500227 | 10 902500227 FUSE:LOW VOLTAGE,2-1/2 A,... | 10 902500227 FUSE:LOW VOLTAGE,2-1/2 A,250 VAC,1000 A, | 10 | ALLRFPs\Saudi Energy\SEC RFP- C001754738\downloaded-rfp\SEC RFP- C001754738.xls
Saudi Energy | SEC RFP- C001754738 | 901214285 | 20 901214285 MATERIAL,GASKET,STRIP,RUB... | 20 901214285 MATERIAL,GASKET,STRIP,RUBBER,1 3/8 IN WD | 29 | ALLRFPs\Saudi Energy\SEC RFP- C001754738\downloaded-rfp\SEC RFP- C001754738.xls
Saudi Energy | SEC RFP- C001754738 | 902008769 | 30 902008769 CABLE:IGNITION,10 MM DIA ... | 30 902008769 CABLE:IGNITION,10 MM DIA X 8 M LG,RBR BR | 18 | ALLRFPs\Saudi Energy\SEC RFP- C001754738\downloaded-rfp\SEC RFP- C001754738.xls
Saudi Energy | SEC RFP- C001754738 | 902504517 | 40 902504517 WIRE:THERMOCOUPLE,6 MM DI... | 40 902504517 WIRE:THERMOCOUPLE,6 MM DIA,12 M LG,1 PAI | 10 | ALLRFPs\Saudi Energy\SEC RFP- C001754738\downloaded-rfp\SEC RFP- C001754738.xls
Saudi Energy | SEC RFP- C001758267 | 901015123 | 10 901015123 SUPPORT,TRANSITION PIECE,... | 10 901015123 SUPPORT,TRANSITION PIECE,SSTL,102 MM WD | 28 | ALLRFPs\Saudi Energy\SEC RFP- C001758267\downloaded-rfp\SEC RFP- C001758267.xls
Saudi Energy | SEC RFP- C001758267 | 901329069 | 20 901329069 KIT,TRANSITION PIECE,GAS ... | 20 901329069 KIT,TRANSITION PIECE,GAS TURBINE,SHIM | 10 | ALLRFPs\Saudi Energy\SEC RFP- C001758267\downloaded-rfp\SEC RFP- C001758267.xls
Saudi Energy | SEC RFP- C001758267 | 901226960 | 30 901226960 SENSOR,VIBRATION,SELF GEN... | 30 901226960 SENSOR,VIBRATION,SELF GENERATING EXCITAT | 21 | ALLRFPs\Saudi Energy\SEC RFP- C001758267\downloaded-rfp\SEC RFP- C001758267.xls
Saudi Energy | SEC RFP- C001758267 | 901238810 | 40 901238810 TRANSDUCER:VIBRATION,18 T... | 40 901238810 TRANSDUCER:VIBRATION,18 TO 150 HZ INPUT, | 25 | ALLRFPs\Saudi Energy\SEC RFP- C001758267\downloaded-rfp\SEC RFP- C001758267.xls
Saudi Energy | SEC RFP- C001758267 | 901231920 | 50 901231920 CYLINDER,TRANSITION,330 M... | 50 901231920 CYLINDER,TRANSITION,330 MM ID X 360 MM O | 14 | ALLRFPs\Saudi Energy\SEC RFP- C001758267\downloaded-rfp\SEC RFP- C001758267.xls
Saudi Energy | SEC RFP- C001758267 | 901101503 | 60 901101503 COUPLING,SHAFT,STL,340 MM... | 60 901101503 COUPLING,SHAFT,STL,340 MM BORE,380 MM OD | 1 | ALLRFPs\Saudi Energy\SEC RFP- C001758267\downloaded-rfp\SEC RFP- C001758267.xls
Saudi Energy | SEC RFP- C001758267 | 901148493 | 70 901148493 CPLG:SFT,STL,(9 IN X 12-7... | 70 901148493 CPLG:SFT,STL,(9 IN X 12-7/8 IN) OD,65-15 | 3 | ALLRFPs\Saudi Energy\SEC RFP- C001758267\downloaded-rfp\SEC RFP- C001758267.xls
Saudi Energy | SEC RFP- C001758267 | 902504481 | 80 902504481 VALVE,SOLN,3/4 IN PS,2.4 ... | 80 902504481 VALVE,SOLN,3/4 IN PS,2.4 VDC, 30 MA,#PH7 | 1 | ALLRFPs\Saudi Energy\SEC RFP- C001758267\downloaded-rfp\SEC RFP- C001758267.xls
Saudi Energy | SEC RFP- C001758267 | 902207776 | 90 902207776 SHAFT,PUMP,(30 MM X 35 MM... | 90 902207776 SHAFT,PUMP,(30 MM X 35 MM X 38 MM) DIA X | 4 | ALLRFPs\Saudi Energy\SEC RFP- C001758267\downloaded-rfp\SEC RFP- C001758267.xls
Saudi Energy | SEC RFP- C001758271 | 909203494 | 10 909203494 MOUNT,KIT,316 SSTL,MOUNTI... | 10 909203494 MOUNT,KIT,316 SSTL,MOUNTING BRACKET | 5 | ALLRFPs\Saudi Energy\SEC RFP- C001758271\downloaded-rfp\SEC RFP- C001758271.xls
Saudi Energy | SEC RFP- C001758271 | 905548067 | 20 905548067 CABLE:IGNITION,(5 MM X 14... | 20 905548067 CABLE:IGNITION,(5 MM X 14 MM) DIA X 3 M | 36 | ALLRFPs\Saudi Energy\SEC RFP- C001758271\downloaded-rfp\SEC RFP- C001758271.xls
Saudi Energy | SEC RFP- C001758271 | 902008077 | 30 902008077 CABLE:IGNITION,1/2 IN DIA... | 30 902008077 CABLE:IGNITION,1/2 IN DIA X 26 FT LG,SAE | 28 | ALLRFPs\Saudi Energy\SEC RFP- C001758271\downloaded-rfp\SEC RFP- C001758271.xls
Saudi Energy | SEC RFP- C001758271 | 905530156 | 40 905530156 CABLE:INSTRUMENTATION,VIB... | 40 905530156 CABLE:INSTRUMENTATION,VIBRATION MONITORI | 35 | ALLRFPs\Saudi Energy\SEC RFP- C001758271\downloaded-rfp\SEC RFP- C001758271.xls
Saudi Energy | SEC RFP- C001758271 | 902008234 | 50 902008234 CABLE:INSTRUMENTATION,VIB... | 50 902008234 CABLE:INSTRUMENTATION,VIBRATION SENSOR,3 | 24 | ALLRFPs\Saudi Energy\SEC RFP- C001758271\downloaded-rfp\SEC RFP- C001758271.xls
Saudi Energy | SEC RFP- C001758271 | 905929045 | 60 905929045 ACTUATOR,ELEC MTR,#ST5106... | 60 905929045 ACTUATOR,ELEC MTR,#ST510660 | 2 | ALLRFPs\Saudi Energy\SEC RFP- C001758271\downloaded-rfp\SEC RFP- C001758271.xls
Saudi Energy | SEC RFP- C001759484 | 902008769 | 10 902008769 CABLE:IGNITION,10 MM DIA ... | 10 902008769 CABLE:IGNITION,10 MM DIA X 8 M LG,RBR BR | 95 | ALLRFPs\Saudi Energy\SEC RFP- C001759484\downloaded-rfp\SEC RFP- C001759484.xls
Saudi Energy | SEC RFP- C001759484 | 902008785 | 20 902008785 CABLE:IGNITION,(6 MM X 8 ... | 20 902008785 CABLE:IGNITION,(6 MM X 8 MM X 13 MM) DIA | 84 | ALLRFPs\Saudi Energy\SEC RFP- C001759484\downloaded-rfp\SEC RFP- C001759484.xls
Saudi Energy | SEC RFP- C001759484 | 901111853 | 30 901111853 CABLE:INSTRUMENTATION,VIB... | 30 901111853 CABLE:INSTRUMENTATION,VIBRATION SENSOR,2 | 14 | ALLRFPs\Saudi Energy\SEC RFP- C001759484\downloaded-rfp\SEC RFP- C001759484.xls
Saudi Energy | SEC RFP- C001760312 | 902008145 | 10 902008145 THERMOCOUPLE:TEMPERATURE,... | 10 902008145 THERMOCOUPLE:TEMPERATURE,K,200 TO 2300 D | 14 | ALLRFPs\Saudi Energy\SEC RFP- C001760312\downloaded-rfp\SEC RFP- C001760312.xls
Saudi Energy | SEC RFP- C001760312 | 905942321 | 20 905942321 THERMOCOUPLE:TEMPERATURE,... | 20 905942321 THERMOCOUPLE:TEMPERATURE,K,200 TO 2300 D | 11 | ALLRFPs\Saudi Energy\SEC RFP- C001760312\downloaded-rfp\SEC RFP- C001760312.xls
Saudi Energy | SEC RFP- C001760312 | 905942347 | 30 905942347 DETECTOR,FIRE PROTECTION,... | 30 905942347 DETECTOR,FIRE PROTECTION,HEAT,600 DEG F, | 4 | ALLRFPs\Saudi Energy\SEC RFP- C001760312\downloaded-rfp\SEC RFP- C001760312.xls
Saudi Energy | SEC RFP- C001760312 | 905942363 | 40 905942363 THERMOCOUPLE:TEMPERATURE,... | 40 905942363 THERMOCOUPLE:TEMPERATURE,K,95 TO 1260 DE | 12 | ALLRFPs\Saudi Energy\SEC RFP- C001760312\downloaded-rfp\SEC RFP- C001760312.xls
Saudi Energy | SEC RFP- C001760312 | 901013018 | 50 901013018 SCREW,CAP,ASTL,5/8 IN DIA... | 50 901013018 SCREW,CAP,ASTL,5/8 IN DIA,11 UNC,#239B52 | 1,580 | ALLRFPs\Saudi Energy\SEC RFP- C001760312\downloaded-rfp\SEC RFP- C001760312.xls
Saudi Energy | SEC RFP- C001760312 | 905941109 | 60 905941109 SEAL,TRANSITION END,1-5/8... | 60 905941109 SEAL,TRANSITION END,1-5/8 IN WD X 8-1/4 | 90 | ALLRFPs\Saudi Energy\SEC RFP- C001760312\downloaded-rfp\SEC RFP- C001760312.xls
Saudi Energy | SEC RFP- C001760312 | 901019070 | 70 901019070 GASKET,FUEL NOFUEL NOZZL,... | 70 901019070 GASKET,FUEL NOFUEL NOZZL,SPIRAL WOUND,7- | 30 | ALLRFPs\Saudi Energy\SEC RFP- C001760312\downloaded-rfp\SEC RFP- C001760312.xls
Saudi Energy | SEC RFP- C001760312 | 901019099 | 80 901019099 KEY:TURBINE,TURBINE ROTOR... | 80 901019099 KEY:TURBINE,TURBINE ROTOR,MS7001B,5 MM W | 92 | ALLRFPs\Saudi Energy\SEC RFP- C001760312\downloaded-rfp\SEC RFP- C001760312.xls
Saudi Energy | SEC RFP- C001760312 | 901019100 | 90 901019100 PIN,BUCKET PLATFORM SEAL,... | 90 901019100 PIN,BUCKET PLATFORM SEAL,GAS TURBINE,3/8 | 92 | ALLRFPs\Saudi Energy\SEC RFP- C001760312\downloaded-rfp\SEC RFP- C001760312.xls
Saudi Energy | SEC RFP- C001760312 | 902000070 | 100 902000070 PIN,SEAL,ROTOR ASSEMBLY P... | 100 902000070 PIN,SEAL,ROTOR ASSEMBLY PLATFORM,GAS TUR | 184 | ALLRFPs\Saudi Energy\SEC RFP- C001760312\downloaded-rfp\SEC RFP- C001760312.xls
Saudi Energy | SEC RFP- C001760312 | 902004025 | 110 902004025 BEARING:PLAIN,SPLIT,JOURN... | 110 902004025 BEARING:PLAIN,SPLIT,JOURNAL AND THRUST,4 | 16 | ALLRFPs\Saudi Energy\SEC RFP- C001760312\downloaded-rfp\SEC RFP- C001760312.xls
Saudi Energy | SEC RFP- C001760312 | 902010047 | 120 902010047 PLATE,EXHAUST PLENUM,GAS ... | 120 902010047 PLATE,EXHAUST PLENUM,GAS TURBINE,182 MM | 8 | ALLRFPs\Saudi Energy\SEC RFP- C001760312\downloaded-rfp\SEC RFP- C001760312.xls
Saudi Energy | SEC RFP- C001760312 | 902012003 | 130 902012003 GASKET,COMBUSTION CHAMBER... | 130 902012003 GASKET,COMBUSTION CHAMBER,SPIRAL WOUND,R | 121 | ALLRFPs\Saudi Energy\SEC RFP- C001760312\downloaded-rfp\SEC RFP- C001760312.xls
Saudi Energy | SEC RFP- C001760312 | 902012115 | 140 902012115 GSKT:BULK NOUN | 140 902012115 GSKT:BULK NOUN | 90 | ALLRFPs\Saudi Energy\SEC RFP- C001760312\downloaded-rfp\SEC RFP- C001760312.xls
Saudi Energy | SEC RFP- C001760312 | 905897263 | 150 905897263 TUBE:CROSS-FIRE,51 MM ID ... | 150 905897263 TUBE:CROSS-FIRE,51 MM ID X (57 MM X 72 M | 80 | ALLRFPs\Saudi Energy\SEC RFP- C001760312\downloaded-rfp\SEC RFP- C001760312.xls
Saudi Energy | SEC RFP- C001760312 | 902008077 | 160 902008077 CABLE:IGNITION,1/2 IN DIA... | 160 902008077 CABLE:IGNITION,1/2 IN DIA X 26 FT LG,SAE | 20 | ALLRFPs\Saudi Energy\SEC RFP- C001760312\downloaded-rfp\SEC RFP- C001760312.xls
Saudi Energy | SEC RFP- C001760312 | 905928625 | 170 905928625 SHAFT,PUMP,(35 MM X 58 MM... | 170 905928625 SHAFT,PUMP,(35 MM X 58 MM X 60 MM) DIA X | 5 | ALLRFPs\Saudi Energy\SEC RFP- C001760312\downloaded-rfp\SEC RFP- C001760312.xls
Saudi Energy | SEC RFP- C001760937 | 901203564 | 10 901203564 CAP,ANTI-SCALE MIXER GEAR... | 10 901203564 CAP,ANTI-SCALE MIXER GEARBOX,1-1/4 IN,13 | 10 | ALLRFPs\Saudi Energy\SEC RFP- C001760937\downloaded-rfp\SEC RFP- C001760937.xls
Saudi Energy | SEC RFP- C001760937 | 905911690 | 20 905911690 LUBRICATOR:AUTOMATIC,FOR ... | 20 905911690 LUBRICATOR:AUTOMATIC,FOR CHEMICAL CENTRI | 1 | ALLRFPs\Saudi Energy\SEC RFP- C001760937\downloaded-rfp\SEC RFP- C001760937.xls
Saudi Energy | SEC RFP- C001760937 | 905687980 | 30 905687980 KIT,DAMPER,REPAIR,CYLINDE... | 30 905687980 KIT,DAMPER,REPAIR,CYLINDER,CE, UL LISTED | 6 | ALLRFPs\Saudi Energy\SEC RFP- C001760937\downloaded-rfp\SEC RFP- C001760937.xls
Saudi Energy | SEC RFP- C001760937 | 905687981 | 40 905687981 KIT,DAMPER,REPAIR,CYLINDE... | 40 905687981 KIT,DAMPER,REPAIR,CYLINDER,CE, UL LISTED | 11 | ALLRFPs\Saudi Energy\SEC RFP- C001760937\downloaded-rfp\SEC RFP- C001760937.xls
Saudi Energy | SEC RFP- C001760937 | 901200642 | 50 901200642 ROPE,SEALING,CERAMIC FIBE... | 50 901200642 ROPE,SEALING,CERAMIC FIBER,M12 DIA,#CERA | 3 | ALLRFPs\Saudi Energy\SEC RFP- C001760937\downloaded-rfp\SEC RFP- C001760937.xls
Saudi Energy | SEC RFP- C001760937 | 901201051 | 60 901201051 ROPE:FIBER,15 MM SQUARE D... | 60 901201051 ROPE:FIBER,15 MM SQUARE DIA,50 METER LG, | 12 | ALLRFPs\Saudi Energy\SEC RFP- C001760937\downloaded-rfp\SEC RFP- C001760937.xls
Saudi Energy | SEC RFP- C001760937 | 901200640 | 70 901200640 TAPE,SEALING,#3120GCERAMI... | 70 901200640 TAPE,SEALING,#3120GCERAMICFIBERTAPEBRAID | 110 | ALLRFPs\Saudi Energy\SEC RFP- C001760937\downloaded-rfp\SEC RFP- C001760937.xls
Saudi Energy | SEC RFP- C001760937 | 905681617 | 80 905681617 THERMOMETER,DIAL,0 TO 100... | 80 905681617 THERMOMETER,DIAL,0 TO 100 DEG C,#4279100 | 2 | ALLRFPs\Saudi Energy\SEC RFP- C001760937\downloaded-rfp\SEC RFP- C001760937.xls
Saudi Energy | SEC RFP- C001760937 | 905651642 | 90 905651642 REGULATOR,PRES,AL,210 PSI... | 90 905651642 REGULATOR,PRES,AL,210 PSI IP,#7840210PSI | 36 | ALLRFPs\Saudi Energy\SEC RFP- C001760937\downloaded-rfp\SEC RFP- C001760937.xls
Saudi Energy | SEC RFP- C001760937 | 905653920 | 100 905653920 REGULATOR,PRES,STL,0 TO 2... | 100 905653920 REGULATOR,PRES,STL,0 TO 250 BAR IP,#RPC1 | 4 | ALLRFPs\Saudi Energy\SEC RFP- C001760937\downloaded-rfp\SEC RFP- C001760937.xls
Saudi Energy | SEC RFP- C001760937 | 905653922 | 110 905653922 REGULATOR,PRES,0 TO 320 B... | 110 905653922 REGULATOR,PRES,0 TO 320 BAR IP,#RPC2TS31 | 5 | ALLRFPs\Saudi Energy\SEC RFP- C001760937\downloaded-rfp\SEC RFP- C001760937.xls
Saudi Energy | SEC RFP- C001760937 | 905652777 | 120 905652777 GAUGE,PRES,0 TO 10 BAR,10... | 120 905652777 GAUGE,PRES,0 TO 10 BAR,100MM DIAL,#1183A | 21 | ALLRFPs\Saudi Energy\SEC RFP- C001760937\downloaded-rfp\SEC RFP- C001760937.xls
Saudi Energy | SEC RFP- C001760937 | 905652780 | 130 905652780 GAUGE,PRES,0 TO 25 BAR,#X... | 130 905652780 GAUGE,PRES,0 TO 25 BAR,#XXHJF10CP502 | 18 | ALLRFPs\Saudi Energy\SEC RFP- C001760937\downloaded-rfp\SEC RFP- C001760937.xls
Saudi Energy | SEC RFP- C001760937 | 905673130 | 140 905673130 GAUGE,PRES,0 TO 16 BAR,10... | 140 905673130 GAUGE,PRES,0 TO 16 BAR,108 MM DIAL,#CD00 | 27 | ALLRFPs\Saudi Energy\SEC RFP- C001760937\downloaded-rfp\SEC RFP- C001760937.xls
Saudi Energy | SEC RFP- C001760937 | 905673134 | 150 905673134 GAUGE,PRES,0 TO 40 BAR,10... | 150 905673134 GAUGE,PRES,0 TO 40 BAR,100MM DIAL,#CHCB3 | 11 | ALLRFPs\Saudi Energy\SEC RFP- C001760937\downloaded-rfp\SEC RFP- C001760937.xls
Saudi Energy | SEC RFP- C001760937 | 905910985 | 160 905910985 GAUGE,PRES,0 TO 250 BAR,1... | 160 905910985 GAUGE,PRES,0 TO 250 BAR,100MM DIAL,#2134 | 6 | ALLRFPs\Saudi Energy\SEC RFP- C001760937\downloaded-rfp\SEC RFP- C001760937.xls
Saudi Energy | SEC RFP- C001760937 | 902016105 | 170 902016105 WASHER,FLAT,RD,ZINC PLATE... | 170 902016105 WASHER,FLAT,RD,ZINC PLATED STL,13 MM ID | 25 | ALLRFPs\Saudi Energy\SEC RFP- C001760937\downloaded-rfp\SEC RFP- C001760937.xls
Saudi Energy | SEC RFP- C001760937 | 901203587 | 180 901203587 SOLENOID:LINEAR,110 V DC,... | 180 901203587 SOLENOID:LINEAR,110 V DC,ENCAPSULATED TU | 9 | ALLRFPs\Saudi Energy\SEC RFP- C001760937\downloaded-rfp\SEC RFP- C001760937.xls
Saudi Energy | SEC RFP- C001760937 | 901204068 | 190 901204068 POLISH,MTL,#HTGG412823P00... | 190 901204068 POLISH,MTL,#HTGG412823P0003 | 2 | ALLRFPs\Saudi Energy\SEC RFP- C001760937\downloaded-rfp\SEC RFP- C001760937.xls
Saudi Energy | SEC RFP- C001760937 | 905661505 | 200 905661505 MANIFOLD,VALVE,NDL,2-WAY,... | 200 905661505 MANIFOLD,VALVE,NDL,2-WAY,PN420,#N5424818 | 39 | ALLRFPs\Saudi Energy\SEC RFP- C001760937\downloaded-rfp\SEC RFP- C001760937.xls
Saudi Energy | SEC RFP- C001760937 | 905672297 | 210 905672297 PLATE,SPROCKET,TB SCREEN,... | 210 905672297 PLATE,SPROCKET,TB SCREEN,(170 MM X 200 M | 2 | ALLRFPs\Saudi Energy\SEC RFP- C001760937\downloaded-rfp\SEC RFP- C001760937.xls
Saudi Energy | SEC RFP- C001760937 | 909411783 | 220 909411783 BLK:BULK NOUN | 220 909411783 BLK:BULK NOUN | 1 | ALLRFPs\Saudi Energy\SEC RFP- C001760937\downloaded-rfp\SEC RFP- C001760937.xls
Saudi Energy | SEC RFP- C001760937 | 905662200 | 230 905662200 VALVE,GLOBE,1 IN,1 IN,250... | 230 905662200 VALVE,GLOBE,1 IN,1 IN,2500 LB,#697140101 | 40 | ALLRFPs\Saudi Energy\SEC RFP- C001760937\downloaded-rfp\SEC RFP- C001760937.xls
Saudi Energy | SEC RFP- C001760937 | 905673102 | 240 905673102 KIT,GATE VALVE 3 IN,BODY-... | 240 905673102 KIT,GATE VALVE 3 IN,BODY-BONNET,REPAIR,G | 13 | ALLRFPs\Saudi Energy\SEC RFP- C001760937\downloaded-rfp\SEC RFP- C001760937.xls
Saudi Energy | SEC RFP- C001760937 | 905687907 | 250 905687907 KIT,SOLENOID VALVE,REBUIL... | 250 905687907 KIT,SOLENOID VALVE,REBUILT/REPAIR,O-RING | 211 | ALLRFPs\Saudi Energy\SEC RFP- C001760937\downloaded-rfp\SEC RFP- C001760937.xls
Saudi Energy | SEC RFP- C001760937 | 905915595 | 260 905915595 VALVE,NDL,316 SSTL,1/2 IN... | 260 905915595 VALVE,NDL,316 SSTL,1/2 IN,6000 LB,#HNVS8 | 44 | ALLRFPs\Saudi Energy\SEC RFP- C001760937\downloaded-rfp\SEC RFP- C001760937.xls
Saudi Energy | SEC RFP- C001760937 | 901200245 | 270 901200245 VALVE,GATE,SOLID WEDGE,WT... | 270 901200245 VALVE,GATE,SOLID WEDGE,WTR,3/4 IN,FULL | 2 | ALLRFPs\Saudi Energy\SEC RFP- C001760937\downloaded-rfp\SEC RFP- C001760937.xls
Saudi Energy | SEC RFP- C001760937 | 901215975 | 290 901215975 VALVE,DIAPH,CI BODY,DN100... | 290 901215975 VALVE,DIAPH,CI BODY,DN100,10.5 KG/SQCM | 1 | ALLRFPs\Saudi Energy\SEC RFP- C001760937\downloaded-rfp\SEC RFP- C001760937.xls
Saudi Energy | SEC RFP- C001760937 | 901403934 | 300 901403934 WIPER,VALVE ACTUATOR,100 ... | 300 901403934 WIPER,VALVE ACTUATOR,100 MM ID X 112 MM | 10 | ALLRFPs\Saudi Energy\SEC RFP- C001760937\downloaded-rfp\SEC RFP- C001760937.xls
Saudi Energy | SEC RFP- C001760937 | 905650290 | 310 905650290 WIPER,VALVE ACTUATOR,25 M... | 310 905650290 WIPER,VALVE ACTUATOR,25 MM ID X 35 MM OD | 15 | ALLRFPs\Saudi Energy\SEC RFP- C001760937\downloaded-rfp\SEC RFP- C001760937.xls
Saudi Energy | SEC RFP- C001760937 | 901232644 | 320 901232644 SWITCH,LMT,#PG0035504000 | 320 901232644 SWITCH,LMT,#PG0035504000 | 14 | ALLRFPs\Saudi Energy\SEC RFP- C001760937\downloaded-rfp\SEC RFP- C001760937.xls
Saudi Energy | SEC RFP- C001760937 | 003550400 | 320 901232644 SWITCH,LMT,#PG0035504000 | 320 901232644 SWITCH,LMT,#PG0035504000 | 14 | ALLRFPs\Saudi Energy\SEC RFP- C001760937\downloaded-rfp\SEC RFP- C001760937.xls
Saudi Energy | SEC RFP- C001760937 | 901201648 | 330 901201648 UNIT,ALUMINIUM BODY, NAMU... | 330 901201648 UNIT,ALUMINIUM BODY, NAMUR STYLE,#G551A2 | 36 | ALLRFPs\Saudi Energy\SEC RFP- C001760937\downloaded-rfp\SEC RFP- C001760937.xls
Saudi Energy | SEC RFP- C001760937 | 901241528 | 340 901241528 VLV:GLB,3 INCH,25.8 MM,39... | 340 901241528 VLV:GLB,3 INCH,25.8 MM,39.5 DEG C,FLANGE | 2 | ALLRFPs\Saudi Energy\SEC RFP- C001760937\downloaded-rfp\SEC RFP- C001760937.xls
Saudi Energy | SEC RFP- C001760937 | 905901071 | 350 905901071 REGULATOR,PRES,316 SSTL,2... | 350 905901071 REGULATOR,PRES,316 SSTL,210 PSI IP,#2045 | 210 | ALLRFPs\Saudi Energy\SEC RFP- C001760937\downloaded-rfp\SEC RFP- C001760937.xls
Saudi Energy | SEC RFP- C001763319 | 905782885 | 10 905782885 WEIGHT:BALANCE,25 MM WD X... | 10 905782885 WEIGHT:BALANCE,25 MM WD X 42 MM LG X 19 | 4 | ALLRFPs\Saudi Energy\SEC RFP- C001763319\downloaded-rfp\SEC RFP- C001763319.xls
Saudi Energy | SEC RFP- C001763319 | 905830030 | 20 905830030 BAR,SUPPORT,GENERATOR ROT... | 20 905830030 BAR,SUPPORT,GENERATOR ROTOR,50 MM WD X 2 | 6 | ALLRFPs\Saudi Energy\SEC RFP- C001763319\downloaded-rfp\SEC RFP- C001763319.xls
Saudi Energy | SEC RFP- C001763319 | 905719844 | 30 905719844 VALVE,GATE,WEDGE,WOG,2 IN... | 30 905719844 VALVE,GATE,WEDGE,WOG,2 IN,FULL,#FIG314 | 7 | ALLRFPs\Saudi Energy\SEC RFP- C001763319\downloaded-rfp\SEC RFP- C001763319.xls
Saudi Energy | SEC RFP- C001763319 | 905924501 | 40 905924501 VALVE,BTRFL,CI, ASTM A126... | 40 905924501 VALVE,BTRFL,CI, ASTM A126, GR B,8 IN,#8B | 2 | ALLRFPs\Saudi Energy\SEC RFP- C001763319\downloaded-rfp\SEC RFP- C001763319.xls
Saudi Energy | SEC RFP- C001763319 | 905771009 | 50 905771009 SHAFT,PUMP,7/8 IN DIA X 8... | 50 905771009 SHAFT,PUMP,7/8 IN DIA X 8 IN LG,STL | 2 | ALLRFPs\Saudi Energy\SEC RFP- C001763319\downloaded-rfp\SEC RFP- C001763319.xls
Saudi Energy | SEC RFP- C001763319 | 905830527 | 60 905830527 SHAFT,TOP LINE,50 MM DIA ... | 60 905830527 SHAFT,TOP LINE,50 MM DIA X 1M AND 360 MM | 1 | ALLRFPs\Saudi Energy\SEC RFP- C001763319\downloaded-rfp\SEC RFP- C001763319.xls
Saudi Energy | SEC RFP- C001763319 | 905718979 | 70 905718979 SHAFT,PUMP,6.25 IN DIA X ... | 70 905718979 SHAFT,PUMP,6.25 IN DIA X 19 FT AND 11.62 | 2 | ALLRFPs\Saudi Energy\SEC RFP- C001763319\downloaded-rfp\SEC RFP- C001763319.xls
Saudi Energy | SEC RFP- C001763319 | 901104239 | 80 901104239 SHEET:NON-METALLIC,HYDRAU... | 80 901104239 SHEET:NON-METALLIC,HYDRAULIC SERVICE,1 M | 4 | ALLRFPs\Saudi Energy\SEC RFP- C001763319\downloaded-rfp\SEC RFP- C001763319.xls
Saudi Energy | SEC RFP- C001763319 | 905830523 | 90 905830523 SHAFT,BOTTOM LINE,2 IN DI... | 90 905830523 SHAFT,BOTTOM LINE,2 IN DIA X 10 FT AND 6 | 1 | ALLRFPs\Saudi Energy\SEC RFP- C001763319\downloaded-rfp\SEC RFP- C001763319.xls
Saudi Energy | SEC RFP- C001763319 | 905782868 | 100 905782868 BUSHING,STEAM TURBINE POW... | 100 905782868 BUSHING,STEAM TURBINE POWER GENERATING P | 12 | ALLRFPs\Saudi Energy\SEC RFP- C001763319\downloaded-rfp\SEC RFP- C001763319.xls
Saudi Energy | SEC RFP- C001763319 | 905924582 | 110 905924582 VALVE,RELIEF,12MM INSZ,12... | 110 905924582 VALVE,RELIEF,12MM INSZ,12MM OSZ,#S025897 | 3 | ALLRFPs\Saudi Energy\SEC RFP- C001763319\downloaded-rfp\SEC RFP- C001763319.xls
Saudi Energy | SEC RFP- C001763319 | 905822477 | 120 905822477 MATERIAL,SEALING,O-RING C... | 120 905822477 MATERIAL,SEALING,O-RING CORD,VITON,1.5 M | 8 | ALLRFPs\Saudi Energy\SEC RFP- C001763319\downloaded-rfp\SEC RFP- C001763319.xls
Saudi Energy | SEC RFP- C001763319 | 905713977 | 130 905713977 ROD END,SWIVEL EYE,ZINC P... | 130 905713977 ROD END,SWIVEL EYE,ZINC PLATED STL,#J224 | 1 | ALLRFPs\Saudi Energy\SEC RFP- C001763319\downloaded-rfp\SEC RFP- C001763319.xls
Saudi Energy | SEC RFP- C001763319 | 906010023 | 140 906010023 COMPOUND,SEALING,RED,#RTV... | 140 906010023 COMPOUND,SEALING,RED,#RTV106REDCART | 132 | ALLRFPs\Saudi Energy\SEC RFP- C001763319\downloaded-rfp\SEC RFP- C001763319.xls
Saudi Energy | SEC RFP- C001764192 | 905915939 | 10 905915939 ADAPTER,TUBE TO PIPE,COMP... | 10 905915939 ADAPTER,TUBE TO PIPE,COMPRESSION X MPT,3 | 37 | ALLRFPs\Saudi Energy\SEC RFP- C001764192\downloaded-rfp\SEC RFP- C001764192.xls
Saudi Energy | SEC RFP- C001764192 | 905509465 | 20 905509465 CONTACTOR,MTR,600V LV,35,... | 20 905509465 CONTACTOR,MTR,600V LV,35,ABS POLE,#3TB42 | 1 | ALLRFPs\Saudi Energy\SEC RFP- C001764192\downloaded-rfp\SEC RFP- C001764192.xls
Saudi Energy | SEC RFP- C001764192 | 905551221 | 30 905551221 CABLE:INSTRUMENTATION,FIR... | 30 905551221 CABLE:INSTRUMENTATION,FIRE DETECTOR,16 A | 2 | ALLRFPs\Saudi Energy\SEC RFP- C001764192\downloaded-rfp\SEC RFP- C001764192.xls
Saudi Energy | SEC RFP- C001764192 | 905502415 | 40 905502415 ASSEMBLY,TURBINE PRODUCT,... | 40 905502415 ASSEMBLY,TURBINE PRODUCT, GNICATION CABL | 15 | ALLRFPs\Saudi Energy\SEC RFP- C001764192\downloaded-rfp\SEC RFP- C001764192.xls
Saudi Energy | SEC RFP- C001764208 | 902008250 | 10 902008250 CABLE:IGNITION,1/2 IN DIA... | 10 902008250 CABLE:IGNITION,1/2 IN DIA X 16 FT,25 KV, | 35 | ALLRFPs\Saudi Energy\SEC RFP- C001764208\downloaded-rfp\SEC RFP- C001764208.xls
Saudi Energy | SEC RFP- C001764208 | 905897410 | 20 905897410 BRUSH,ELEC,AC GENERATOR,C... | 20 905897410 BRUSH,ELEC,AC GENERATOR,CRBN,#323B7988P0 | 835 | ALLRFPs\Saudi Energy\SEC RFP- C001764208\downloaded-rfp\SEC RFP- C001764208.xls
Saudi Energy | SEC RFP- C001764208 | 902010304 | 30 902010304 ELBOW,TUBE,316L SSTL, AST... | 30 902010304 ELBOW,TUBE,316L SSTL, ASTM A182, GR F,#8 | 12 | ALLRFPs\Saudi Energy\SEC RFP- C001764208\downloaded-rfp\SEC RFP- C001764208.xls
Saudi Energy | SEC RFP- C001764208 | 902009281 | 40 902009281 TRANSDUCER:POSITION,0 TO ... | 40 902009281 TRANSDUCER:POSITION,0 TO PLUS OR MINUS 1 | 60 | ALLRFPs\Saudi Energy\SEC RFP- C001764208\downloaded-rfp\SEC RFP- C001764208.xls
Saudi Energy | SEC RFP- C001764208 | 905544167 | 50 905544167 TRANSDUCER:VIBRATION,200 ... | 50 905544167 TRANSDUCER:VIBRATION,200 MV/IPS OUTPUT,S | 40 | ALLRFPs\Saudi Energy\SEC RFP- C001764208\downloaded-rfp\SEC RFP- C001764208.xls
Saudi Energy | SEC RFP- C001764208 | 902001169 | 60 902001169 NUT,HEX,STL,3/4 IN DIA,10... | 60 902001169 NUT,HEX,STL,3/4 IN DIA,10 UNC,#3004B8211 | 36 | ALLRFPs\Saudi Energy\SEC RFP- C001764208\downloaded-rfp\SEC RFP- C001764208.xls
Saudi Energy | SEC RFP- C001764478 | 909102824 | 10 909102824 WIRE:THERMOCOUPLE,28 AWG,... | 10 909102824 WIRE:THERMOCOUPLE,28 AWG,PVC INSULATED M | 4 | ALLRFPs\Saudi Energy\SEC RFP- C001764478\downloaded-rfp\SEC RFP- C001764478.xls
Saudi Energy | SEC RFP- C001764478 | 905546082 | 20 905546082 RING,SEAL,940 MM ID X 1 M... | 20 905546082 RING,SEAL,940 MM ID X 1 M AND 20 MM OD X | 4 | ALLRFPs\Saudi Energy\SEC RFP- C001764478\downloaded-rfp\SEC RFP- C001764478.xls
Saudi Energy | SEC RFP- C001764478 | 905942630 | 30 905942630 TIP,NOZZLE,FUEL,GAS TURBI... | 30 905942630 TIP,NOZZLE,FUEL,GAS TURBINE,28.6 MM ID X | 10 | ALLRFPs\Saudi Energy\SEC RFP- C001764478\downloaded-rfp\SEC RFP- C001764478.xls
Saudi Energy | SEC RFP- C001764478 | 905544045 | 50 905544045 BOLT,MACH,STL,1/2 IN DIA,... | 50 905544045 BOLT,MACH,STL,1/2 IN DIA,2-1/4 IN LG,#N1 | 840 | ALLRFPs\Saudi Energy\SEC RFP- C001764478\downloaded-rfp\SEC RFP- C001764478.xls
Saudi Energy | SEC RFP- C001764478 | 901302118 | 60 901302118 O-RING,BACK-UP RING,10 MM... | 60 901302118 O-RING,BACK-UP RING,10 MM ID,12.5 MM OD, | 1 | ALLRFPs\Saudi Energy\SEC RFP- C001764478\downloaded-rfp\SEC RFP- C001764478.xls
Saudi Energy | SEC RFP- C001764478 | 902500684 | 70 902500684 BRUSH,ELEC,EXCITER,CRBN,#... | 70 902500684 BRUSH,ELEC,EXCITER,CRBN,#323B7988P05 | 938 | ALLRFPs\Saudi Energy\SEC RFP- C001764478\downloaded-rfp\SEC RFP- C001764478.xls
Saudi Energy | SEC RFP- C001764478 | 901123215 | 80 901123215 KEY:LOCK,CRV VALVE,****,S... | 80 901123215 KEY:LOCK,CRV VALVE,****,STL,ECR0037050 | 10 | ALLRFPs\Saudi Energy\SEC RFP- C001764478\downloaded-rfp\SEC RFP- C001764478.xls
Saudi Energy | SEC RFP- C001768912 | 901152909 | 10 901152909 TB:BOILER, STRAIGHT,SA-21... | 10 901152909 TB:BOILER, STRAIGHT,SA-213-T11,50.8 MM O | 4 | ALLRFPs\Saudi Energy\SEC RFP- C001768912\downloaded-rfp\SEC RFP- C001768912.xls
Saudi Energy | SEC RFP- C001768912 | 901152910 | 20 901152910 TB:BOILER, STRAIGHT,S.S.4... | 20 901152910 TB:BOILER, STRAIGHT,S.S.409,FIN/INCHES 3 | 2 | ALLRFPs\Saudi Energy\SEC RFP- C001768912\downloaded-rfp\SEC RFP- C001768912.xls
Saudi Energy | SEC RFP- C001768912 | 901152921 | 30 901152921 TB:BOILER, STRAIGHT,SA-21... | 30 901152921 TB:BOILER, STRAIGHT,SA-210-A1,50.8 O.D O | 4 | ALLRFPs\Saudi Energy\SEC RFP- C001768912\downloaded-rfp\SEC RFP- C001768912.xls
Saudi Energy | SEC RFP- C001768912 | 901152922 | 40 901152922 TB:BOILER, STRAIGHT,C.S.,... | 40 901152922 TB:BOILER, STRAIGHT,C.S.,FIN/INCHES=4, F | 2 | ALLRFPs\Saudi Energy\SEC RFP- C001768912\downloaded-rfp\SEC RFP- C001768912.xls
Saudi Energy | SEC RFP- C001768912 | 901152868 | 50 901152868 SPRTR:BULK NOUN | 50 901152868 SPRTR:BULK NOUN | 1 | ALLRFPs\Saudi Energy\SEC RFP- C001768912\downloaded-rfp\SEC RFP- C001768912.xls
Saudi Energy | SEC RFP- C001768912 | 901330325 | 60 901330325 TOOL, | 60 901330325 TOOL, | 1 | ALLRFPs\Saudi Energy\SEC RFP- C001768912\downloaded-rfp\SEC RFP- C001768912.xls
Saudi Energy | SEC RFP- C001768912 | 901114288 | 70 901114288 TAPE:SEALING, | 70 901114288 TAPE:SEALING, | 9 | ALLRFPs\Saudi Energy\SEC RFP- C001768912\downloaded-rfp\SEC RFP- C001768912.xls
Saudi Energy | SEC RFP- C001768912 | 901114289 | 80 901114289 TAPE:SEALING, | 80 901114289 TAPE:SEALING, | 95 | ALLRFPs\Saudi Energy\SEC RFP- C001768912\downloaded-rfp\SEC RFP- C001768912.xls
Saudi Energy | SEC RFP- C001768912 | 901114291 | 90 901114291 TAPE:SEALING, | 90 901114291 TAPE:SEALING, | 18 | ALLRFPs\Saudi Energy\SEC RFP- C001768912\downloaded-rfp\SEC RFP- C001768912.xls
Saudi Energy | SEC RFP- C001768912 | 901114293 | 100 901114293 TAPE:SEALING, | 100 901114293 TAPE:SEALING, | 11 | ALLRFPs\Saudi Energy\SEC RFP- C001768912\downloaded-rfp\SEC RFP- C001768912.xls
Saudi Energy | SEC RFP- C001768912 | 901114299 | 110 901114299 TAPE:SEALING, | 110 901114299 TAPE:SEALING, | 10 | ALLRFPs\Saudi Energy\SEC RFP- C001768912\downloaded-rfp\SEC RFP- C001768912.xls
Saudi Energy | SEC RFP- C001768912 | 901114300 | 120 901114300 TAPE:SEALING, | 120 901114300 TAPE:SEALING, | 12 | ALLRFPs\Saudi Energy\SEC RFP- C001768912\downloaded-rfp\SEC RFP- C001768912.xls
Saudi Energy | SEC RFP-6001614632 | 908321106 | 10 908321106 SWGR,SMRT RMU OD,2LBS+1CB... | 10 908321106 SWGR,SMRT RMU OD,2LBS+1CB,13.8KV,400A | 4,500 | ALLRFPs\Saudi Energy\SEC RFP-6001614632\downloaded-rfp\SEC RFP-6001614632.xls
Saudi Energy | SEC RFP-6001614632 | 908321124 | 20 908321124 SWGR,SMART RMU OD,3LBS,13... | 20 908321124 SWGR,SMART RMU OD,3LBS,13.8 KV,400A | 515 | ALLRFPs\Saudi Energy\SEC RFP-6001614632\downloaded-rfp\SEC RFP-6001614632.xls
Saudi Energy | SEC RFP-6001614632 | 908321126 | 30 908321126 SWGR,SMART RMU OD,4LBS,13... | 30 908321126 SWGR,SMART RMU OD,4LBS,13.8 KV,400A | 290 | ALLRFPs\Saudi Energy\SEC RFP-6001614632\downloaded-rfp\SEC RFP-6001614632.xls
Saudi Energy | SEC RFP-6001614632 | 908321125 | 40 908321125 SWGR,SRMU OD,2LBS+1CB,ATS... | 40 908321125 SWGR,SRMU OD,2LBS+1CB,ATS,13.8KV,400A | 3 | ALLRFPs\Saudi Energy\SEC RFP-6001614632\downloaded-rfp\SEC RFP-6001614632.xls
Saudi Energy | SEC RFP-6001614632 | 908321102 | 50 908321102 SWGR,SMART RMU OD,2LBS+2C... | 50 908321102 SWGR,SMART RMU OD,2LBS+2CB,33KV,400/200A | 13 | ALLRFPs\Saudi Energy\SEC RFP-6001614632\downloaded-rfp\SEC RFP-6001614632.xls
Saudi Energy | SEC RFP-6001614632 | 908321103 | 60 908321103 SWGR,SMART RMU OD,3LBS+1C... | 60 908321103 SWGR,SMART RMU OD,3LBS+1CB,33KV,400/200A | 72 | ALLRFPs\Saudi Energy\SEC RFP-6001614632\downloaded-rfp\SEC RFP-6001614632.xls
Saudi Energy | SEC RFP-6001614632 | 908321105 | 70 908321105 SWGR,SMART RMU OD,2LBS+1C... | 70 908321105 SWGR,SMART RMU OD,2LBS+1CB,33KV,400/200A | 46 | ALLRFPs\Saudi Energy\SEC RFP-6001614632\downloaded-rfp\SEC RFP-6001614632.xls
Saudi Energy | SEC RFP-6001614632 | 908321127 | 80 908321127 SWGR,SMART RMU OD,3LBS,33... | 80 908321127 SWGR,SMART RMU OD,3LBS,33 KV,400A | 220 | ALLRFPs\Saudi Energy\SEC RFP-6001614632\downloaded-rfp\SEC RFP-6001614632.xls
Saudi Energy | SEC RFP-6001614632 | 908321129 | 90 908321129 SWGR,SMART RMU OD,4LBS,33... | 90 908321129 SWGR,SMART RMU OD,4LBS,33 KV,400A | 76 | ALLRFPs\Saudi Energy\SEC RFP-6001614632\downloaded-rfp\SEC RFP-6001614632.xls
Saudi Energy | SEC RFP-6001614632 | 908321224 | 100 908321224 SWGR,SMART MRMU ID,2LBS+1... | 100 908321224 SWGR,SMART MRMU ID,2LBS+1CB,33KV,630A | 8 | ALLRFPs\Saudi Energy\SEC RFP-6001614632\downloaded-rfp\SEC RFP-6001614632.xls
Saudi Energy | SEC RFP-6001614632 | 908321225 | 110 908321225 SWGR,SMART MRMU ID,3LBS+1... | 110 908321225 SWGR,SMART MRMU ID,3LBS+1CB,33KV,400A | 73 | ALLRFPs\Saudi Energy\SEC RFP-6001614632\downloaded-rfp\SEC RFP-6001614632.xls
Saudi Energy | SEC RFP-6001614632 | 908321226 | 120 908321226 SWGR,SMART MRMU ID,2LBS+1... | 120 908321226 SWGR,SMART MRMU ID,2LBS+1CB,33KV,400A | 115 | ALLRFPs\Saudi Energy\SEC RFP-6001614632\downloaded-rfp\SEC RFP-6001614632.xls
Saudi Energy | SEC RFP-6001614632 | 908321228 | 130 908321228 SWGR,SMART MRMU ID,2LBS+1... | 130 908321228 SWGR,SMART MRMU ID,2LBS+1CB,13.8KV,630A | 830 | ALLRFPs\Saudi Energy\SEC RFP-6001614632\downloaded-rfp\SEC RFP-6001614632.xls
Saudi Energy | SEC RFP-6001614632 | 908321229 | 140 908321229 SWGR,SMART MRMU ID,3LBS+1... | 140 908321229 SWGR,SMART MRMU ID,3LBS+1CB,13.8KV,400A | 120 | ALLRFPs\Saudi Energy\SEC RFP-6001614632\downloaded-rfp\SEC RFP-6001614632.xls
Saudi Energy | SEC RFP-6001614632 | 908321230 | 150 908321230 SWGR,SMART MRMU ID,2LBS+1... | 150 908321230 SWGR,SMART MRMU ID,2LBS+1CB,13.8KV,400A | 665 | ALLRFPs\Saudi Energy\SEC RFP-6001614632\downloaded-rfp\SEC RFP-6001614632.xls
Saudi Energy | SEC RFP-6001614632 | 908321234 | 160 908321234 SWITCHGEAR:METAL ENCLOSED... | 160 908321234 SWITCHGEAR:METAL ENCLOSED,SMART AMRMU, I | 40 | ALLRFPs\Saudi Energy\SEC RFP-6001614632\downloaded-rfp\SEC RFP-6001614632.xls
Saudi Energy | SEC RFP-6001614632 | 908321231 | 170 908321231 SWGR,SMRT AMRMU ID,2LBS+1... | 170 908321231 SWGR,SMRT AMRMU ID,2LBS+1CB,ATS,33KV,400 | 13 | ALLRFPs\Saudi Energy\SEC RFP-6001614632\downloaded-rfp\SEC RFP-6001614632.xls
Saudi Energy | SEC RFP-6001757329 | 901301670 | 10 901301670 HUB,BANDSCREEN,DUPLEX STA... | 10 901301670 HUB,BANDSCREEN,DUPLEX STAINLESS STEEL | 4 | ALLRFPs\Saudi Energy\SEC RFP-6001757329\downloaded-rfp\SEC RFP-6001757329.xls
Saudi Energy | SEC RFP-6001757329 | 901302076 | 20 901302076 HUB,PUMP,DUPLEX STAINLESS... | 20 901302076 HUB,PUMP,DUPLEX STAINLESS STEEL | 4 | ALLRFPs\Saudi Energy\SEC RFP-6001757329\downloaded-rfp\SEC RFP-6001757329.xls
Saudi Energy | SEC RFP-6001757329 | 901303854 | 30 901303854 CONTROLLER,LVL,-250 MM TO... | 30 901303854 CONTROLLER,LVL,-250 MM TO + 250 MM,#KFLB | 2 | ALLRFPs\Saudi Energy\SEC RFP-6001757329\downloaded-rfp\SEC RFP-6001757329.xls
Saudi Energy | SEC RFP-6001757329 | 901321860 | 40 901321860 BLADDER,ACCUM,20 L (5 GAL... | 40 901321860 BLADDER,ACCUM,20 L (5 GALLON),#BA05B3T28 | 4 | ALLRFPs\Saudi Energy\SEC RFP-6001757329\downloaded-rfp\SEC RFP-6001757329.xls
Saudi Energy | SEC RFP-6001757329 | 901325653 | 50 901325653 CONTROLLER:PHYSICAL PROPE... | 50 901325653 CONTROLLER:PHYSICAL PROPERTIES,SERVO POS | 1 | ALLRFPs\Saudi Energy\SEC RFP-6001757329\downloaded-rfp\SEC RFP-6001757329.xls
Saudi Energy | SEC RFP-6001757329 | 901326174 | 60 901326174 REGULATOR,PRES,SSTL SCPH2... | 60 901326174 REGULATOR,PRES,SSTL SCPH2-SUS,#A001385IT | 2 | ALLRFPs\Saudi Energy\SEC RFP-6001757329\downloaded-rfp\SEC RFP-6001757329.xls
Saudi Energy | SEC RFP-6001757329 | 901326599 | 70 901326599 REGULATOR,PRES,STL,#NS92D... | 70 901326599 REGULATOR,PRES,STL,#NS92DD2 | 4 | ALLRFPs\Saudi Energy\SEC RFP-6001757329\downloaded-rfp\SEC RFP-6001757329.xls
Saudi Energy | SEC RFP-6001757329 | 901328667 | 80 901328667 PROBE,PROXIMITY,8 MM DIA ... | 80 901328667 PROBE,PROXIMITY,8 MM DIA X 10 MM LG TIP | 4 | ALLRFPs\Saudi Energy\SEC RFP-6001757329\downloaded-rfp\SEC RFP-6001757329.xls
Saudi Energy | SEC RFP-6001757329 | 902501370 | 90 902501370 THERMOCOUPLE:TEMPERATURE,... | 90 902501370 THERMOCOUPLE:TEMPERATURE,K,200 TO 2300 D | 13 | ALLRFPs\Saudi Energy\SEC RFP-6001757329\downloaded-rfp\SEC RFP-6001757329.xls
Saudi Energy | SEC RFP-6001757329 | 901367962 | 100 901367962 TC:TEMP | 100 901367962 TC:TEMP | 20 | ALLRFPs\Saudi Energy\SEC RFP-6001757329\downloaded-rfp\SEC RFP-6001757329.xls
Saudi Energy | SEC RFP-6001757329 | 905761131 | 110 905761131 SENSOR,PRESSURE,IEC | 110 905761131 SENSOR,PRESSURE,IEC | 2 | ALLRFPs\Saudi Energy\SEC RFP-6001757329\downloaded-rfp\SEC RFP-6001757329.xls
Saudi Energy | SEC RFP-6001757329 | 905761388 | 120 905761388 GAUGE,PRES,0 TO 10 BAR,#J... | 120 905761388 GAUGE,PRES,0 TO 10 BAR,#JM21143 | 70 | ALLRFPs\Saudi Energy\SEC RFP-6001757329\downloaded-rfp\SEC RFP-6001757329.xls
Saudi Energy | SEC RFP-6001757329 | 905766591 | 130 905766591 SUPPORT,STEAM FLOW GUIDE,... | 130 905766591 SUPPORT,STEAM FLOW GUIDE, L.H,STL,76 MM | 1 | ALLRFPs\Saudi Energy\SEC RFP-6001757329\downloaded-rfp\SEC RFP-6001757329.xls
Saudi Energy | SEC RFP-6001757329 | 905788305 | 140 905788305 CONTROLLER:PHYSICAL PROPE... | 140 905788305 CONTROLLER:PHYSICAL PROPERTIES,TEMPERATU | 8 | ALLRFPs\Saudi Energy\SEC RFP-6001757329\downloaded-rfp\SEC RFP-6001757329.xls
Saudi Energy | SEC RFP-6001757329 | 905788342 | 150 905788342 TRANSDUCER:POSITION,0.5 I... | 150 905788342 TRANSDUCER:POSITION,0.5 IN INPUT,3 VAC A | 1 | ALLRFPs\Saudi Energy\SEC RFP-6001757329\downloaded-rfp\SEC RFP-6001757329.xls
Saudi Energy | SEC RFP-6001757329 | 905788624 | 160 905788624 THERMOCOUPLE:TEMPERATURE,... | 160 905788624 THERMOCOUPLE:TEMPERATURE,K,200 TO 2300 D | 12 | ALLRFPs\Saudi Energy\SEC RFP-6001757329\downloaded-rfp\SEC RFP-6001757329.xls
Saudi Energy | SEC RFP-6001757329 | 905788647 | 170 905788647 THERMOCOUPLE:TEMPERATURE,... | 170 905788647 THERMOCOUPLE:TEMPERATURE,K,95 TO 1260 DE | 7 | ALLRFPs\Saudi Energy\SEC RFP-6001757329\downloaded-rfp\SEC RFP-6001757329.xls
Saudi Energy | SEC RFP-6001757329 | 901322777 | 180 901322777 GAUGE,PRES,0 TO 60 BAR,#0... | 180 901322777 GAUGE,PRES,0 TO 60 BAR,#0058391 | 9 | ALLRFPs\Saudi Energy\SEC RFP-6001757329\downloaded-rfp\SEC RFP-6001757329.xls
Saudi Energy | SEC RFP-6001757329 | 901322778 | 190 901322778 GAUGE,PRES,0 TO 16 BAR,#0... | 190 901322778 GAUGE,PRES,0 TO 16 BAR,#0058389 | 10 | ALLRFPs\Saudi Energy\SEC RFP-6001757329\downloaded-rfp\SEC RFP-6001757329.xls
Saudi Energy | SEC RFP-6001757329 | 901322779 | 200 901322779 GAUGE,PRES,0 TO 6 BAR,#00... | 200 901322779 GAUGE,PRES,0 TO 6 BAR,#0058387 | 10 | ALLRFPs\Saudi Energy\SEC RFP-6001757329\downloaded-rfp\SEC RFP-6001757329.xls
Saudi Energy | SEC RFP-6001757329 | 901324293 | 210 901324293 CYLINDER,LIN ACT,63 MM,12... | 210 901324293 CYLINDER,LIN ACT,63 MM,125 MM,0.7 MPA,#P | 20 | ALLRFPs\Saudi Energy\SEC RFP-6001757329\downloaded-rfp\SEC RFP-6001757329.xls
Saudi Energy | SEC RFP-6001757329 | 905753656 | 220 905753656 KIT,AIR CYLINDER/POSITION... | 220 905753656 KIT,AIR CYLINDER/POSITIONER,SERVICE,PACK | 60 | ALLRFPs\Saudi Energy\SEC RFP-6001757329\downloaded-rfp\SEC RFP-6001757329.xls
Saudi Energy | SEC RFP-6001757329 | 905753812 | 230 905753812 THERMOCOUPLE:TEMPERATURE,... | 230 905753812 THERMOCOUPLE:TEMPERATURE,K,95 TO 1260 DE | 16 | ALLRFPs\Saudi Energy\SEC RFP-6001757329\downloaded-rfp\SEC RFP-6001757329.xls
Saudi Energy | SEC RFP-6001757329 | 905761585 | 240 905761585 THERMOCOUPLE:TEMPERATURE,... | 240 905761585 THERMOCOUPLE:TEMPERATURE,K,95 TO 1260 DE | 20 | ALLRFPs\Saudi Energy\SEC RFP-6001757329\downloaded-rfp\SEC RFP-6001757329.xls
Saudi Energy | SEC RFP-6001757329 | 905788521 | 250 905788521 THERMOMETER,DIAL,100 TO 5... | 250 905788521 THERMOMETER,DIAL,100 TO 500 DEG C,#50EI4 | 12 | ALLRFPs\Saudi Energy\SEC RFP-6001757329\downloaded-rfp\SEC RFP-6001757329.xls
Saudi Energy | SEC RFP-6001757329 | 905788625 | 260 905788625 THERMOCOUPLE:TEMPERATURE,... | 260 905788625 THERMOCOUPLE:TEMPERATURE,K,95 TO 1260 DE | 4 | ALLRFPs\Saudi Energy\SEC RFP-6001757329\downloaded-rfp\SEC RFP-6001757329.xls
Saudi Energy | SEC RFP-6001757329 | 905788627 | 270 905788627 THERMOCOUPLE:TEMPERATURE,... | 270 905788627 THERMOCOUPLE:TEMPERATURE,K,95 TO 1260 DE | 4 | ALLRFPs\Saudi Energy\SEC RFP-6001757329\downloaded-rfp\SEC RFP-6001757329.xls
Saudi Energy | SEC RFP-6001757329 | 905788638 | 280 905788638 THERMOCOUPLE:TEMPERATURE,... | 280 905788638 THERMOCOUPLE:TEMPERATURE,K,95 TO 1260 DE | 9 | ALLRFPs\Saudi Energy\SEC RFP-6001757329\downloaded-rfp\SEC RFP-6001757329.xls
Saudi Energy | SEC RFP-6001757329 | 905788641 | 290 905788641 THERMOCOUPLE:TEMPERATURE,... | 290 905788641 THERMOCOUPLE:TEMPERATURE,K,200 TO 2300 D | 24 | ALLRFPs\Saudi Energy\SEC RFP-6001757329\downloaded-rfp\SEC RFP-6001757329.xls
Saudi Energy | SEC RFP-6001757329 | 905788642 | 300 905788642 THERMOCOUPLE:TEMPERATURE,... | 300 905788642 THERMOCOUPLE:TEMPERATURE,K,95 TO 1250 DE | 9 | ALLRFPs\Saudi Energy\SEC RFP-6001757329\downloaded-rfp\SEC RFP-6001757329.xls
Saudi Energy | SEC RFP-C001446252 | 310821155 | CLAMP,BUS SPRT,ACETYL,#310821155MM | CLAMP,BUS SPRT,ACETYL,#310821155MM | 30 | ALLRFPs\Saudi Energy\SEC RFP-C001446252\downloaded-rfp\SEC RFP-C001446252.xls
Saudi Energy | SEC RFP-C001451783 | 865005293 | SCREW,CAP,DIA,LG,HD,#BE8650052934 | SCREW,CAP,DIA,LG,HD,#BE8650052934 | 8 | ALLRFPs\Saudi Energy\SEC RFP-C001451783\downloaded-rfp\SEC RFP-C001451783.xls
Saudi Energy | SEC RFP-C001451783 | 869017270 | WASHER,LOCK,ID,TH,#BP8690172700 | WASHER,LOCK,ID,TH,#BP8690172700 | 4 | ALLRFPs\Saudi Energy\SEC RFP-C001451783\downloaded-rfp\SEC RFP-C001451783.xls
Saudi Energy | SEC RFP-C001451783 | 865005294 | SCREW,CAP,DIA,LG,HD,#BP8650052940 | SCREW,CAP,DIA,LG,HD,#BP8650052940 | 16 | ALLRFPs\Saudi Energy\SEC RFP-C001451783\downloaded-rfp\SEC RFP-C001451783.xls
Saudi Energy | SEC RFP-C001451783 | 755700400 | SCREW,CAP,DIA,LG,HD,#7557004008 | SCREW,CAP,DIA,LG,HD,#7557004008 | 8 | ALLRFPs\Saudi Energy\SEC RFP-C001451783\downloaded-rfp\SEC RFP-C001451783.xls
Saudi Energy | SEC RFP-C001451783 | 755700450 | SCREW,CAP,DIA,LG,HD,#7557004508 | SCREW,CAP,DIA,LG,HD,#7557004508 | 8 | ALLRFPs\Saudi Energy\SEC RFP-C001451783\downloaded-rfp\SEC RFP-C001451783.xls
Saudi Energy | SEC RFP-C001451783 | 743300210 | SCREW,MACH,DIA,LG,HD,#7433002102 | SCREW,MACH,DIA,LG,HD,#7433002102 | 8 | ALLRFPs\Saudi Energy\SEC RFP-C001451783\downloaded-rfp\SEC RFP-C001451783.xls
Saudi Energy | SEC RFP-C001451783 | 750300161 | SCREW,MACH,DIA,LG,HD,#7503001610 | SCREW,MACH,DIA,LG,HD,#7503001610 | 8 | ALLRFPs\Saudi Energy\SEC RFP-C001451783\downloaded-rfp\SEC RFP-C001451783.xls
Saudi Energy | SEC RFP-C001451783 | 755700451 | SCREW,CAP,DIA,LG,HD,#7557004510 | SCREW,CAP,DIA,LG,HD,#7557004510 | 8 | ALLRFPs\Saudi Energy\SEC RFP-C001451783\downloaded-rfp\SEC RFP-C001451783.xls
Saudi Energy | SEC RFP-C001451783 | 743300330 | SCREW,MACH,DIA,LG,HD,#7433003302 | SCREW,MACH,DIA,LG,HD,#7433003302 | 2 | ALLRFPs\Saudi Energy\SEC RFP-C001451783\downloaded-rfp\SEC RFP-C001451783.xls
Saudi Energy | SEC RFP-C001451783 | 769700420 | SCREW,MACH,DIA,LG,HD,#7697004201 | SCREW,MACH,DIA,LG,HD,#7697004201 | 2 | ALLRFPs\Saudi Energy\SEC RFP-C001451783\downloaded-rfp\SEC RFP-C001451783.xls
Saudi Energy | SEC RFP-C001451783 | 802900180 | UNION,PIPE,CONN,#8029001800 | UNION,PIPE,CONN,#8029001800 | 8 | ALLRFPs\Saudi Energy\SEC RFP-C001451783\downloaded-rfp\SEC RFP-C001451783.xls
Saudi Energy | SEC RFP-C001451783 | 729101060 | STICK,LVL,CSECT,LG,#7291010600 | STICK,LVL,CSECT,LG,#7291010600 | 2 | ALLRFPs\Saudi Energy\SEC RFP-C001451783\downloaded-rfp\SEC RFP-C001451783.xls
Saudi Energy | SEC RFP-C001457748 | 591119000 | BOARD,PC,INVERTER SYSTEM,#5911190002 | BOARD,PC,INVERTER SYSTEM,#5911190002 | 2 | ALLRFPs\Saudi Energy\SEC RFP-C001457748\downloaded-rfp\SEC RFP-C001457748.xls
Saudi Energy | SEC RFP-C001459057 | 736500001 | NUT,HEX,DIA,HT,#7365000010 | NUT,HEX,DIA,HT,#7365000010 | 8 | ALLRFPs\Saudi Energy\SEC RFP-C001459057\downloaded-rfp\SEC RFP-C001459057.xls
Saudi Energy | SEC RFP-C001459057 | 736500000 | NUT,HEX,DIA,HT,#7365000008 | NUT,HEX,DIA,HT,#7365000008 | 8 | ALLRFPs\Saudi Energy\SEC RFP-C001459057\downloaded-rfp\SEC RFP-C001459057.xls
Saudi Energy | SEC RFP-C001459057 | 214500030 | GEAR,BEVEL,DIA PT,#2145000300 | GEAR,BEVEL,DIA PT,#2145000300 | 2 | ALLRFPs\Saudi Energy\SEC RFP-C001459057\downloaded-rfp\SEC RFP-C001459057.xls
Saudi Energy | SEC RFP-C001459057 | 867200660 | COUPLING,SHAFT,BORE,OD,LG,#8672006600 | COUPLING,SHAFT,BORE,OD,LG,#8672006600 | 2 | ALLRFPs\Saudi Energy\SEC RFP-C001459057\downloaded-rfp\SEC RFP-C001459057.xls
Saudi Energy | SEC RFP-C001459057 | 755700400 | SCREW,CAP,DIA,LG,HD,#7557004008 | SCREW,CAP,DIA,LG,HD,#7557004008 | 8 | ALLRFPs\Saudi Energy\SEC RFP-C001459057\downloaded-rfp\SEC RFP-C001459057.xls
Saudi Energy | SEC RFP-C001459057 | 755700450 | SCREW,CAP,DIA,LG,HD,#7557004508 | SCREW,CAP,DIA,LG,HD,#7557004508 | 8 | ALLRFPs\Saudi Energy\SEC RFP-C001459057\downloaded-rfp\SEC RFP-C001459057.xls
Saudi Energy | SEC RFP-C001459057 | 743300210 | SCREW,MACH,DIA,LG,HD,#7433002102 | SCREW,MACH,DIA,LG,HD,#7433002102 | 8 | ALLRFPs\Saudi Energy\SEC RFP-C001459057\downloaded-rfp\SEC RFP-C001459057.xls
Saudi Energy | SEC RFP-C001459057 | 750300161 | SCREW,MACH,DIA,LG,HD,#7503001610 | SCREW,MACH,DIA,LG,HD,#7503001610 | 8 | ALLRFPs\Saudi Energy\SEC RFP-C001459057\downloaded-rfp\SEC RFP-C001459057.xls
Saudi Energy | SEC RFP-C001459057 | 755700451 | SCREW,CAP,DIA,LG,HD,#7557004510 | SCREW,CAP,DIA,LG,HD,#7557004510 | 8 | ALLRFPs\Saudi Energy\SEC RFP-C001459057\downloaded-rfp\SEC RFP-C001459057.xls
Saudi Energy | SEC RFP-C001459057 | 743300330 | SCREW,MACH,DIA,LG,HD,#7433003302 | SCREW,MACH,DIA,LG,HD,#7433003302 | 2 | ALLRFPs\Saudi Energy\SEC RFP-C001459057\downloaded-rfp\SEC RFP-C001459057.xls
Saudi Energy | SEC RFP-C001459057 | 769700420 | SCREW,MACH,DIA,LG,HD,#7697004201 | SCREW,MACH,DIA,LG,HD,#7697004201 | 2 | ALLRFPs\Saudi Energy\SEC RFP-C001459057\downloaded-rfp\SEC RFP-C001459057.xls
Saudi Energy | SEC RFP-C001459057 | 802900180 | UNION,PIPE,CONN,#8029001800 | UNION,PIPE,CONN,#8029001800 | 8 | ALLRFPs\Saudi Energy\SEC RFP-C001459057\downloaded-rfp\SEC RFP-C001459057.xls
Saudi Energy | SEC RFP-C001459057 | 729101060 | STICK,LVL,CSECT,LG,#7291010600 | STICK,LVL,CSECT,LG,#7291010600 | 2 | ALLRFPs\Saudi Energy\SEC RFP-C001459057\downloaded-rfp\SEC RFP-C001459057.xls
Saudi Energy | SEC RFP-C001472727 | 736500001 | NUT,HEX,DIA,HT,#7365000010 | NUT,HEX,DIA,HT,#7365000010 | 8 | ALLRFPs\Saudi Energy\SEC RFP-C001472727\downloaded-rfp\SEC RFP-C001472727.xls
Saudi Energy | SEC RFP-C001472727 | 736500000 | NUT,HEX,DIA,HT,#7365000008 | NUT,HEX,DIA,HT,#7365000008 | 8 | ALLRFPs\Saudi Energy\SEC RFP-C001472727\downloaded-rfp\SEC RFP-C001472727.xls
Saudi Energy | SEC RFP-C001472727 | 214500030 | GEAR,BEVEL,DIA PT,#2145000300 | GEAR,BEVEL,DIA PT,#2145000300 | 2 | ALLRFPs\Saudi Energy\SEC RFP-C001472727\downloaded-rfp\SEC RFP-C001472727.xls
Saudi Energy | SEC RFP-C001472727 | 867200660 | COUPLING,SHAFT,BORE,OD,LG,#8672006600 | COUPLING,SHAFT,BORE,OD,LG,#8672006600 | 2 | ALLRFPs\Saudi Energy\SEC RFP-C001472727\downloaded-rfp\SEC RFP-C001472727.xls
Saudi Energy | SEC RFP-C001472727 | 755700400 | SCREW,CAP,DIA,LG,HD,#7557004008 | SCREW,CAP,DIA,LG,HD,#7557004008 | 8 | ALLRFPs\Saudi Energy\SEC RFP-C001472727\downloaded-rfp\SEC RFP-C001472727.xls
Saudi Energy | SEC RFP-C001472727 | 755700450 | SCREW,CAP,DIA,LG,HD,#7557004508 | SCREW,CAP,DIA,LG,HD,#7557004508 | 8 | ALLRFPs\Saudi Energy\SEC RFP-C001472727\downloaded-rfp\SEC RFP-C001472727.xls
Saudi Energy | SEC RFP-C001472727 | 743300210 | SCREW,MACH,DIA,LG,HD,#7433002102 | SCREW,MACH,DIA,LG,HD,#7433002102 | 8 | ALLRFPs\Saudi Energy\SEC RFP-C001472727\downloaded-rfp\SEC RFP-C001472727.xls
Saudi Energy | SEC RFP-C001472727 | 750300161 | SCREW,MACH,DIA,LG,HD,#7503001610 | SCREW,MACH,DIA,LG,HD,#7503001610 | 8 | ALLRFPs\Saudi Energy\SEC RFP-C001472727\downloaded-rfp\SEC RFP-C001472727.xls
Saudi Energy | SEC RFP-C001472727 | 755700451 | SCREW,CAP,DIA,LG,HD,#7557004510 | SCREW,CAP,DIA,LG,HD,#7557004510 | 8 | ALLRFPs\Saudi Energy\SEC RFP-C001472727\downloaded-rfp\SEC RFP-C001472727.xls
Saudi Energy | SEC RFP-C001472727 | 743300330 | SCREW,MACH,DIA,LG,HD,#7433003302 | SCREW,MACH,DIA,LG,HD,#7433003302 | 2 | ALLRFPs\Saudi Energy\SEC RFP-C001472727\downloaded-rfp\SEC RFP-C001472727.xls
Saudi Energy | SEC RFP-C001472727 | 769700420 | SCREW,MACH,DIA,LG,HD,#7697004201 | SCREW,MACH,DIA,LG,HD,#7697004201 | 2 | ALLRFPs\Saudi Energy\SEC RFP-C001472727\downloaded-rfp\SEC RFP-C001472727.xls
Saudi Energy | SEC RFP-C001472727 | 802900180 | UNION,PIPE,CONN,#8029001800 | UNION,PIPE,CONN,#8029001800 | 8 | ALLRFPs\Saudi Energy\SEC RFP-C001472727\downloaded-rfp\SEC RFP-C001472727.xls
Saudi Energy | SEC RFP-C001472727 | 729101060 | STICK,LVL,CSECT,LG,#7291010600 | STICK,LVL,CSECT,LG,#7291010600 | 2 | ALLRFPs\Saudi Energy\SEC RFP-C001472727\downloaded-rfp\SEC RFP-C001472727.xls
Saudi Energy | SEC RFP-C001472913 | 310821155 | CLAMP,BUS SPRT,ACETYL,#310821155MM | CLAMP,BUS SPRT,ACETYL,#310821155MM | 30 | ALLRFPs\Saudi Energy\SEC RFP-C001472913\downloaded-rfp\SEC RFP-C001472913.xls
Saudi Energy | SEC RFP-C001505350 | 268907997 | NUT,HEX,#N2689079972 | NUT,HEX,#N2689079972 | 4 | ALLRFPs\Saudi Energy\SEC RFP-C001505350\downloaded-rfp\SEC RFP-C001505350.xls
Saudi Energy | SEC RFP-C001521048 | 315035830 | MODULE,PWR SUPPLY,#315035830 | MODULE,PWR SUPPLY,#315035830 | 4 | ALLRFPs\Saudi Energy\SEC RFP-C001521048\downloaded-rfp\SEC RFP-C001521048.xls
Saudi Energy | SEC RFP-C001521048 | 315033035 | BOARD,TERM,#315033035 | BOARD,TERM,#315033035 | 3 | ALLRFPs\Saudi Energy\SEC RFP-C001521048\downloaded-rfp\SEC RFP-C001521048.xls
Saudi Energy | SEC RFP-C001521048 | 315034877 | BOARD,TERM,#315034877 | BOARD,TERM,#315034877 | 3 | ALLRFPs\Saudi Energy\SEC RFP-C001521048\downloaded-rfp\SEC RFP-C001521048.xls
Saudi Energy | SEC RFP-C001524448 | 000001324 | SCREW,CAP,HEX HD,#PB0000013249 | SCREW,CAP,HEX HD,#PB0000013249 | 3 | ALLRFPs\Saudi Energy\SEC RFP-C001524448\downloaded-rfp\SEC RFP-C001524448.xls
Saudi Energy | SEC RFP-C001527822 | 000001324 | SCREW,CAP,HEX HD,#PB0000013249 | SCREW,CAP,HEX HD,#PB0000013249 | 3 | ALLRFPs\Saudi Energy\SEC RFP-C001527822\downloaded-rfp\SEC RFP-C001527822.xls
Saudi Energy | SEC RFP-C001533871 | 000001324 | SCREW,CAP,HEX HD,#PB0000013249 | SCREW,CAP,HEX HD,#PB0000013249 | 3 | ALLRFPs\Saudi Energy\SEC RFP-C001533871\downloaded-rfp\SEC RFP-C001533871.xls
Saudi Energy | SEC RFP-C001538357 | 000093018 | WASHER,FLAT,ID,TH,#TD30E000093018T210Q00 | WASHER,FLAT,ID,TH,#TD30E000093018T210Q00 | 10 | ALLRFPs\Saudi Energy\SEC RFP-C001538357\downloaded-rfp\SEC RFP-C001538357.xls
Saudi Energy | SEC RFP-C001538407 | 308212002 | COUPLING,SHAFT,CI,#308212002DITEM6 | COUPLING,SHAFT,CI,#308212002DITEM6 | 4 | ALLRFPs\Saudi Energy\SEC RFP-C001538407\downloaded-rfp\SEC RFP-C001538407.xls
Saudi Energy | SEC RFP-C001538947 | 245956000 | WASHER,FLAT,ID,TH,#REFNO245956000170PART | WASHER,FLAT,ID,TH,#REFNO245956000170PART | 6 | ALLRFPs\Saudi Energy\SEC RFP-C001538947\downloaded-rfp\SEC RFP-C001538947.xls
Saudi Energy | SEC RFP-C001539920 | 140124000 | ELBOW,PIPE,AL,#CS140124000041R0POS11 | ELBOW,PIPE,AL,#CS140124000041R0POS11 | 2 | ALLRFPs\Saudi Energy\SEC RFP-C001539920\downloaded-rfp\SEC RFP-C001539920.xls
Saudi Energy | SEC RFP-C001540509 | 010687107 | BEARING,BALL,R,ID,OD,WD,#H010687107005PO | BEARING,BALL,R,ID,OD,WD,#H010687107005PO | 3 | ALLRFPs\Saudi Energy\SEC RFP-C001540509\downloaded-rfp\SEC RFP-C001540509.xls
Saudi Energy | SEC RFP-C001547512 | 245956000 | WASHER,FLAT,ID,TH,#REFNO245956000170PART | WASHER,FLAT,ID,TH,#REFNO245956000170PART | 6 | ALLRFPs\Saudi Energy\SEC RFP-C001547512\downloaded-rfp\SEC RFP-C001547512.xls
Saudi Energy | SEC RFP-C001548705 | 200400810 | SPRING,COMP,LG,WIRE SIZE,#HNS20040081001 | SPRING,COMP,LG,WIRE SIZE,#HNS20040081001 | 10 | ALLRFPs\Saudi Energy\SEC RFP-C001548705\downloaded-rfp\SEC RFP-C001548705.xls
Saudi Energy | SEC RFP-C001548705 | 001592300 | POLE,PWR,LG,#HB0015923001 | POLE,PWR,LG,#HB0015923001 | 10 | ALLRFPs\Saudi Energy\SEC RFP-C001548705\downloaded-rfp\SEC RFP-C001548705.xls
Saudi Energy | SEC RFP-C001548705 | 001587300 | LIGHT,IND,CONN,#HB0015873001 | LIGHT,IND,CONN,#HB0015873001 | 10 | ALLRFPs\Saudi Energy\SEC RFP-C001548705\downloaded-rfp\SEC RFP-C001548705.xls
Saudi Energy | SEC RFP-C001548705 | 001602100 | SWITCH,GRD,#HB0016021001 | SWITCH,GRD,#HB0016021001 | 10 | ALLRFPs\Saudi Energy\SEC RFP-C001548705\downloaded-rfp\SEC RFP-C001548705.xls
Saudi Energy | SEC RFP-C001548705 | 434675430 | BREAKER,CRCT,MC,POLE,TRIP,FR,#4346754308 | BREAKER,CRCT,MC,POLE,TRIP,FR,#4346754308 | 1 | ALLRFPs\Saudi Energy\SEC RFP-C001548705\downloaded-rfp\SEC RFP-C001548705.xls
Saudi Energy | SEC RFP-C001548705 | 431249433 | BREAKER,CRCT,MC,#431249433154 | BREAKER,CRCT,MC,#431249433154 | 1 | ALLRFPs\Saudi Energy\SEC RFP-C001548705\downloaded-rfp\SEC RFP-C001548705.xls
Saudi Energy | SEC RFP-C001556902 | 901120804 | 10 901120804 TAP,FLUID: | 10 901120804 TAP,FLUID: | 1 | ALLRFPs\Saudi Energy\SEC RFP-C001556902\downloaded-rfp\SEC RFP-C001556902.xls
Saudi Energy | SEC RFP-C001556902 | 901120851 | 20 901120851 TURNBUCKLE,ADJUSTING: | 20 901120851 TURNBUCKLE,ADJUSTING: | 4 | ALLRFPs\Saudi Energy\SEC RFP-C001556902\downloaded-rfp\SEC RFP-C001556902.xls
Saudi Energy | SEC RFP-C001556925 | 902011576 | 10 902011576 BOX,CONDT OTLT,CAST AL,10... | 10 902011576 BOX,CONDT OTLT,CAST AL,100 MM (4 IN) HUB | 2 | ALLRFPs\Saudi Energy\SEC RFP-C001556925\downloaded-rfp\SEC RFP-C001556925.xls
Saudi Energy | SEC RFP-C001556925 | 902002030 | 20 902002030 HEATER,STRIP,480 VAC,750,... | 20 902002030 HEATER,STRIP,480 VAC,750,#02028J49P0001 | 12 | ALLRFPs\Saudi Energy\SEC RFP-C001556925\downloaded-rfp\SEC RFP-C001556925.xls
Saudi Energy | SEC RFP-C001556925 | 905838515 | 30 905838515 RELAY:GP,250 VAC 5 A, 30 ... | 30 905838515 RELAY:GP,250 VAC 5 A, 30 VDC 5 A,4NO4NC, | 5 | ALLRFPs\Saudi Energy\SEC RFP-C001556925\downloaded-rfp\SEC RFP-C001556925.xls
Saudi Energy | SEC RFP-C001556925 | 902504243 | 40 902504243 CONTACTOR,MTR,690 V LV,95... | 40 902504243 CONTACTOR,MTR,690 V LV,95KV,3 POLE,#LC1D | 2 | ALLRFPs\Saudi Energy\SEC RFP-C001556925\downloaded-rfp\SEC RFP-C001556925.xls
Saudi Energy | SEC RFP-C001556925 | 905873115 | 50 905873115 CONTACTOR,MTR,600V LV,60H... | 50 905873115 CONTACTOR,MTR,600V LV,60HZ,ABS POLE,#LC1 | 2 | ALLRFPs\Saudi Energy\SEC RFP-C001556925\downloaded-rfp\SEC RFP-C001556925.xls
Saudi Energy | SEC RFP-C001556925 | 901100701 | 60 901100701 HUB,NETWORK,ETHERNET SWIT... | 60 901100701 HUB,NETWORK,ETHERNET SWITCH 16 PORTS,87. | 3 | ALLRFPs\Saudi Energy\SEC RFP-C001556925\downloaded-rfp\SEC RFP-C001556925.xls
Saudi Energy | SEC RFP-C001556925 | 905504323 | 70 905504323 BREAKER,CRCT,MC,690 VAC,A... | 70 905504323 BREAKER,CRCT,MC,690 VAC,ABS POLE,800A,#1 | 1 | ALLRFPs\Saudi Energy\SEC RFP-C001556925\downloaded-rfp\SEC RFP-C001556925.xls
Saudi Energy | SEC RFP-C001556925 | 905897245 | 80 905897245 BREAKER,CRCT,MC,600V,ABS ... | 80 905897245 BREAKER,CRCT,MC,600V,ABS POLE,250 A,#SFL | 2 | ALLRFPs\Saudi Energy\SEC RFP-C001556925\downloaded-rfp\SEC RFP-C001556925.xls
Saudi Energy | SEC RFP-C001556925 | 905941705 | 90 905941705 BREAKER,CRCT,MC,600V,ABS ... | 90 905941705 BREAKER,CRCT,MC,600V,ABS POLE,150A,#262A | 2 | ALLRFPs\Saudi Energy\SEC RFP-C001556925\downloaded-rfp\SEC RFP-C001556925.xls
Saudi Energy | SEC RFP-C001556925 | 902008769 | 100 902008769 CABLE:IGNITION,10 MM DIA ... | 100 902008769 CABLE:IGNITION,10 MM DIA X 8 M LG,RBR BR | 2 | ALLRFPs\Saudi Energy\SEC RFP-C001556925\downloaded-rfp\SEC RFP-C001556925.xls
Saudi Energy | SEC RFP-C001556925 | 905928530 | 110 905928530 FAN:CENTRIFUGAL,10 HP 460... | 110 905928530 FAN:CENTRIFUGAL,10 HP 460 VAC 3 PH 60 HZ | 1 | ALLRFPs\Saudi Energy\SEC RFP-C001556925\downloaded-rfp\SEC RFP-C001556925.xls
Saudi Energy | SEC RFP-C001556941 - 6001556941 | 904206583 | 10 904206583 CABLE,ELEC,CU,XLPE,500SQM... | 10 904206583 CABLE,ELEC,CU,XLPE,500SQMM,1,#HC3YNA1500 | 1,500 | ALLRFPs\Saudi Energy\SEC RFP-C001556941 - 6001556941\downloaded-rfp\SEC RFP-C001556941 - 6001556941.xls
Saudi Energy | SEC RFP-C001556943 | 909411783 | 10 909411783 BLOCK,BOILER FURNACE,9 IN... | 10 909411783 BLOCK,BOILER FURNACE,9 IN LG X 4.5 IN WD | 3,000 | ALLRFPs\Saudi Energy\SEC RFP-C001556943\downloaded-rfp\SEC RFP-C001556943.xls
Saudi Energy | SEC RFP-C001558708 | 900130123 | 10 900130123 SPRING,DISC: | 10 900130123 SPRING,DISC: | 20 | ALLRFPs\Saudi Energy\SEC RFP-C001558708\downloaded-rfp\SEC RFP-C001558708.xls
Saudi Energy | SEC RFP-C001558708 | 900130127 | 20 900130127 FLANGE,BULK NOUN: | 20 900130127 FLANGE,BULK NOUN: | 2 | ALLRFPs\Saudi Energy\SEC RFP-C001558708\downloaded-rfp\SEC RFP-C001558708.xls
Saudi Energy | SEC RFP-C001558708 | 900130132 | 30 900130132 LEVER,BULK NOUN: | 30 900130132 LEVER,BULK NOUN: | 2 | ALLRFPs\Saudi Energy\SEC RFP-C001558708\downloaded-rfp\SEC RFP-C001558708.xls
Saudi Energy | SEC RFP-C001558708 | 900130133 | 40 900130133 LEVER,BULK NOUN: | 40 900130133 LEVER,BULK NOUN: | 2 | ALLRFPs\Saudi Energy\SEC RFP-C001558708\downloaded-rfp\SEC RFP-C001558708.xls
Saudi Energy | SEC RFP-C001558708 | 900130134 | 50 900130134 COUPLING,SHAFT,BORE,OD,LG... | 50 900130134 COUPLING,SHAFT,BORE,OD,LG,#HTCZ481522R09 | 2 | ALLRFPs\Saudi Energy\SEC RFP-C001558708\downloaded-rfp\SEC RFP-C001558708.xls
Saudi Energy | SEC RFP-C001558708 | 900130136 | 60 900130136 GASKET,BULK NOUN: | 60 900130136 GASKET,BULK NOUN: | 4 | ALLRFPs\Saudi Energy\SEC RFP-C001558708\downloaded-rfp\SEC RFP-C001558708.xls
Saudi Energy | SEC RFP-C001558708 | 900130137 | 70 900130137 STUD,PIN: | 70 900130137 STUD,PIN: | 16 | ALLRFPs\Saudi Energy\SEC RFP-C001558708\downloaded-rfp\SEC RFP-C001558708.xls
Saudi Energy | SEC RFP-C001558708 | 900130138 | 80 900130138 STUD,PIN: | 80 900130138 STUD,PIN: | 16 | ALLRFPs\Saudi Energy\SEC RFP-C001558708\downloaded-rfp\SEC RFP-C001558708.xls
Saudi Energy | SEC RFP-C001558708 | 900130142 | 90 900130142 WIRE,ELEC,CNDCTR,INSUL,#H... | 90 900130142 WIRE,ELEC,CNDCTR,INSUL,#HTGD459300P0038 | 1,200 | ALLRFPs\Saudi Energy\SEC RFP-C001558708\downloaded-rfp\SEC RFP-C001558708.xls
Saudi Energy | SEC RFP-C001558708 | 900130168 | 100 900130168 O-RING,BULK NOUN: | 100 900130168 O-RING,BULK NOUN: | 8 | ALLRFPs\Saudi Energy\SEC RFP-C001558708\downloaded-rfp\SEC RFP-C001558708.xls
Saudi Energy | SEC RFP-C001558708 | 901100441 | 110 901100441 KIT,GENERATOR ROTOR,REPAI... | 110 901100441 KIT,GENERATOR ROTOR,REPAIR KIT | 4 | ALLRFPs\Saudi Energy\SEC RFP-C001558708\downloaded-rfp\SEC RFP-C001558708.xls
Saudi Energy | SEC RFP-C001558708 | 901102642 | 120 901102642 SCREW,CAP,CHROME PLATED S... | 120 901102642 SCREW,CAP,CHROME PLATED STL,10 MM DIA,#N | 8 | ALLRFPs\Saudi Energy\SEC RFP-C001558708\downloaded-rfp\SEC RFP-C001558708.xls
Saudi Energy | SEC RFP-C001558708 | 901105934 | 130 901105934 GASKET,CROSS OVER PIPE,SE... | 130 901105934 GASKET,CROSS OVER PIPE,SEALING,ROUND,112 | 6 | ALLRFPs\Saudi Energy\SEC RFP-C001558708\downloaded-rfp\SEC RFP-C001558708.xls
Saudi Energy | SEC RFP-C001558708 | 901105935 | 140 901105935 SPRING,COMP,STL,8 MM ID X... | 140 901105935 SPRING,COMP,STL,8 MM ID X 11 MM OD,#D419 | 64 | ALLRFPs\Saudi Energy\SEC RFP-C001558708\downloaded-rfp\SEC RFP-C001558708.xls
Saudi Energy | SEC RFP-C001558708 | 901105936 | 150 901105936 NUT,HEX,STL,16MM DIA,2 MM... | 150 901105936 NUT,HEX,STL,16MM DIA,2 MM,13 MM HT,#HZN4 | 32 | ALLRFPs\Saudi Energy\SEC RFP-C001558708\downloaded-rfp\SEC RFP-C001558708.xls
Saudi Energy | SEC RFP-C001558708 | 901106038 | 160 901106038 RING,SEALING HALF RING,41... | 160 901106038 RING,SEALING HALF RING,417 MM DIA X 2 MM | 40 | ALLRFPs\Saudi Energy\SEC RFP-C001558708\downloaded-rfp\SEC RFP-C001558708.xls
Saudi Energy | SEC RFP-C001558708 | 901106039 | 170 901106039 SEAL,SEALING,218 MM ID X ... | 170 901106039 SEAL,SEALING,218 MM ID X 269 MM OD X, TH | 1 | ALLRFPs\Saudi Energy\SEC RFP-C001558708\downloaded-rfp\SEC RFP-C001558708.xls
Saudi Energy | SEC RFP-C001558708 | 901106099 | 180 901106099 GUIDE,GUIDE BUSHING,60 MM... | 180 901106099 GUIDE,GUIDE BUSHING,60 MM DIA X 114 MM L | 2 | ALLRFPs\Saudi Energy\SEC RFP-C001558708\downloaded-rfp\SEC RFP-C001558708.xls
Saudi Energy | SEC RFP-C001558708 | 901106385 | 190 901106385 RING,CLAMPING,848 MM ID X... | 190 901106385 RING,CLAMPING,848 MM ID X 921 MM OD X 40 | 4 | ALLRFPs\Saudi Energy\SEC RFP-C001558708\downloaded-rfp\SEC RFP-C001558708.xls
Saudi Energy | SEC RFP-C001558708 | 901107686 | 200 901107686 THERMOCOUPLE:TEMPERATURE,... | 200 901107686 THERMOCOUPLE:TEMPERATURE,N,95 TO 1260 DE | 4 | ALLRFPs\Saudi Energy\SEC RFP-C001558708\downloaded-rfp\SEC RFP-C001558708.xls
Saudi Energy | SEC RFP-C001558708 | 901107691 | 210 901107691 THERMOCOUPLE:TEMPERATURE,... | 210 901107691 THERMOCOUPLE:TEMPERATURE,N,95 TO 1260 DE | 3 | ALLRFPs\Saudi Energy\SEC RFP-C001558708\downloaded-rfp\SEC RFP-C001558708.xls
Saudi Energy | SEC RFP-C001558708 | 901107694 | 220 901107694 TRANSMITTER:SIGNAL,TEMPER... | 220 901107694 TRANSMITTER:SIGNAL,TEMPERATURE,0 TO 150 | 2 | ALLRFPs\Saudi Energy\SEC RFP-C001558708\downloaded-rfp\SEC RFP-C001558708.xls
Saudi Energy | SEC RFP-C001558708 | 901108557 | 230 901108557 GASKET SET,SEALING,VARIOU... | 230 901108557 GASKET SET,SEALING,VARIOUS,RUBBER AND FI | 2 | ALLRFPs\Saudi Energy\SEC RFP-C001558708\downloaded-rfp\SEC RFP-C001558708.xls
Saudi Energy | SEC RFP-C001558708 | 901108560 | 240 901108560 SPRING,COMP,CSTL,100 MM I... | 240 901108560 SPRING,COMP,CSTL,100 MM ID X 122 MM OD | 4 | ALLRFPs\Saudi Energy\SEC RFP-C001558708\downloaded-rfp\SEC RFP-C001558708.xls
Saudi Energy | SEC RFP-C001558708 | 901108628 | 250 901108628 GASKET,SEALING,NON ASBEST... | 250 901108628 GASKET,SEALING,NON ASBESTOS,ROUND,1620 M | 2 | ALLRFPs\Saudi Energy\SEC RFP-C001558708\downloaded-rfp\SEC RFP-C001558708.xls
Saudi Energy | SEC RFP-C001558708 | 901119510 | 260 901119510 THERMOCOUPLE:TEMPERATURE,... | 260 901119510 THERMOCOUPLE:TEMPERATURE,TYPE N,MIN 40 T | 2 | ALLRFPs\Saudi Energy\SEC RFP-C001558708\downloaded-rfp\SEC RFP-C001558708.xls
Saudi Energy | SEC RFP-C001558708 | 901121848 | 270 901121848 SEAL,STG/SET ORING SEAL,A... | 270 901121848 SEAL,STG/SET ORING SEAL,AFNOR NF P30-303 | 1 | ALLRFPs\Saudi Energy\SEC RFP-C001558708\downloaded-rfp\SEC RFP-C001558708.xls
Saudi Energy | SEC RFP-C001558708 | 901121859 | 280 901121859 ADAPTER, | 280 901121859 ADAPTER, | 2 | ALLRFPs\Saudi Energy\SEC RFP-C001558708\downloaded-rfp\SEC RFP-C001558708.xls
Saudi Energy | SEC RFP-C001558708 | 901121867 | 290 901121867 BASKET,STRAINER,#HTCZ4815... | 290 901121867 BASKET,STRAINER,#HTCZ481522P0017 | 4 | ALLRFPs\Saudi Energy\SEC RFP-C001558708\downloaded-rfp\SEC RFP-C001558708.xls
Saudi Energy | SEC RFP-C001558708 | 901121872 | 300 901121872 BEARING,BALL,R,ID,OD,WD,#... | 300 901121872 BEARING,BALL,R,ID,OD,WD,#HTGD481155P8023 | 2 | ALLRFPs\Saudi Energy\SEC RFP-C001558708\downloaded-rfp\SEC RFP-C001558708.xls
Saudi Energy | SEC RFP-C001558708 | 901121873 | 310 901121873 BEARING,BALL,R,ID,OD,WD,#... | 310 901121873 BEARING,BALL,R,ID,OD,WD,#HTGD481155P8024 | 2 | ALLRFPs\Saudi Energy\SEC RFP-C001558708\downloaded-rfp\SEC RFP-C001558708.xls
Saudi Energy | SEC RFP-C001558708 | 901121874 | 320 901121874 BEARING,BALL,R,ID,OD,WD,#... | 320 901121874 BEARING,BALL,R,ID,OD,WD,#HTGD481155P8223 | 2 | ALLRFPs\Saudi Energy\SEC RFP-C001558708\downloaded-rfp\SEC RFP-C001558708.xls
Saudi Energy | SEC RFP-C001558708 | 901121875 | 330 901121875 BEARING,BALL,R,ID,OD,WD,#... | 330 901121875 BEARING,BALL,R,ID,OD,WD,#HTGD481157P8023 | 2 | ALLRFPs\Saudi Energy\SEC RFP-C001558708\downloaded-rfp\SEC RFP-C001558708.xls
Saudi Energy | SEC RFP-C001558708 | 901121876 | 340 901121876 BEARING,BALL,R,ID,OD,WD,#... | 340 901121876 BEARING,BALL,R,ID,OD,WD,#HTGD481157P8024 | 2 | ALLRFPs\Saudi Energy\SEC RFP-C001558708\downloaded-rfp\SEC RFP-C001558708.xls
Saudi Energy | SEC RFP-C001558708 | 901121880 | 350 901121880 BEARING,ROLLER,R,ID,OD,WD... | 350 901121880 BEARING,ROLLER,R,ID,OD,WD,#HTGR205359R00 | 8 | ALLRFPs\Saudi Energy\SEC RFP-C001558708\downloaded-rfp\SEC RFP-C001558708.xls
Saudi Energy | SEC RFP-C001558708 | 901121881 | 360 901121881 BEARING,ROLLER,R,ID,OD,WD... | 360 901121881 BEARING,ROLLER,R,ID,OD,WD,#NB431320P0211 | 2 | ALLRFPs\Saudi Energy\SEC RFP-C001558708\downloaded-rfp\SEC RFP-C001558708.xls
Saudi Energy | SEC RFP-C001558708 | 901121882 | 370 901121882 BEARING,ROLLER,R,ID,OD,WD... | 370 901121882 BEARING,ROLLER,R,ID,OD,WD,#NB431320P0216 | 2 | ALLRFPs\Saudi Energy\SEC RFP-C001558708\downloaded-rfp\SEC RFP-C001558708.xls
Saudi Energy | SEC RFP-C001558708 | 901121884 | 380 901121884 BOLT,MACH,DIA,LG,HD,#1BSD... | 380 901121884 BOLT,MACH,DIA,LG,HD,#1BSD005163P0012 | 16 | ALLRFPs\Saudi Energy\SEC RFP-C001558708\downloaded-rfp\SEC RFP-C001558708.xls
Saudi Energy | SEC RFP-C001558708 | 901121885 | 390 901121885 BOLT,MACH,DIA,LG,HD,#1BSD... | 390 901121885 BOLT,MACH,DIA,LG,HD,#1BSD005396P0012 | 8 | ALLRFPs\Saudi Energy\SEC RFP-C001558708\downloaded-rfp\SEC RFP-C001558708.xls
Saudi Energy | SEC RFP-C001558708 | 901121887 | 400 901121887 BOLT,STOVE,DIA,LG,THD,HD,... | 400 901121887 BOLT,STOVE,DIA,LG,THD,HD,#HTGD471527P000 | 48 | ALLRFPs\Saudi Energy\SEC RFP-C001558708\downloaded-rfp\SEC RFP-C001558708.xls
Saudi Energy | SEC RFP-C001558708 | 901121889 | 410 901121889 BOLT,MACH,DIA,LG,HD,#NBT4... | 410 901121889 BOLT,MACH,DIA,LG,HD,#NBT401331P0725 | 4 | ALLRFPs\Saudi Energy\SEC RFP-C001558708\downloaded-rfp\SEC RFP-C001558708.xls
Saudi Energy | SEC RFP-C001558708 | 901121911 | 420 901121911 CABLE,ELEC,STRAND,#1BSD00... | 420 901121911 CABLE,ELEC,STRAND,#1BSD002466P0004 | 20 | ALLRFPs\Saudi Energy\SEC RFP-C001558708\downloaded-rfp\SEC RFP-C001558708.xls
Saudi Energy | SEC RFP-C001558708 | 901121912 | 430 901121912 CABLE,ELEC,STRAND,#1BSD00... | 430 901121912 CABLE,ELEC,STRAND,#1BSD002467P0003 | 20 | ALLRFPs\Saudi Energy\SEC RFP-C001558708\downloaded-rfp\SEC RFP-C001558708.xls
Saudi Energy | SEC RFP-C001558708 | 901121913 | 440 901121913 CABLE,ELEC,STRAND,#HTGD48... | 440 901121913 CABLE,ELEC,STRAND,#HTGD480738P0002 | 7 | ALLRFPs\Saudi Energy\SEC RFP-C001558708\downloaded-rfp\SEC RFP-C001558708.xls
Saudi Energy | SEC RFP-C001558708 | 901121914 | 450 901121914 CABLE,ELEC,STRAND,#HTGD48... | 450 901121914 CABLE,ELEC,STRAND,#HTGD480739P0003 | 5 | ALLRFPs\Saudi Energy\SEC RFP-C001558708\downloaded-rfp\SEC RFP-C001558708.xls
Saudi Energy | SEC RFP-C001558708 | 901121917 | 460 901121917 CLEANER,DRAIN,CHEM,#HTCZ4... | 460 901121917 CLEANER,DRAIN,CHEM,#HTCZ400125P0001 | 20 | ALLRFPs\Saudi Energy\SEC RFP-C001558708\downloaded-rfp\SEC RFP-C001558708.xls
Saudi Energy | SEC RFP-C001558708 | 901121918 | 470 901121918 COMPENSATOR,PRESSURE: | 470 901121918 COMPENSATOR,PRESSURE: | 2 | ALLRFPs\Saudi Energy\SEC RFP-C001558708\downloaded-rfp\SEC RFP-C001558708.xls
Saudi Energy | SEC RFP-C001558708 | 901121920 | 480 901121920 COMPOUND,SEALING,#HIME450... | 480 901121920 COMPOUND,SEALING,#HIME450575P0001 | 40 | ALLRFPs\Saudi Energy\SEC RFP-C001558708\downloaded-rfp\SEC RFP-C001558708.xls
Saudi Energy | SEC RFP-C001558708 | 901121921 | 490 901121921 COMPOUND,SEALING,#HTCZ457... | 490 901121921 COMPOUND,SEALING,#HTCZ457829P0001 | 2 | ALLRFPs\Saudi Energy\SEC RFP-C001558708\downloaded-rfp\SEC RFP-C001558708.xls
Saudi Energy | SEC RFP-C001558708 | 901121923 | 500 901121923 CONDUIT,RIGID NONMETALLI... | 500 901121923 CONDUIT,RIGID NONMETALLIC: | 8 | ALLRFPs\Saudi Energy\SEC RFP-C001558708\downloaded-rfp\SEC RFP-C001558708.xls
Saudi Energy | SEC RFP-C001558708 | 901121927 | 510 901121927 COUPLING,TUBE: | 510 901121927 COUPLING,TUBE: | 4 | ALLRFPs\Saudi Energy\SEC RFP-C001558708\downloaded-rfp\SEC RFP-C001558708.xls
Saudi Energy | SEC RFP-C001558708 | 901121928 | 520 901121928 COUPLING,TUBE: | 520 901121928 COUPLING,TUBE: | 2 | ALLRFPs\Saudi Energy\SEC RFP-C001558708\downloaded-rfp\SEC RFP-C001558708.xls
Saudi Energy | SEC RFP-C001558708 | 901121929 | 530 901121929 COUPLING,TUBE: | 530 901121929 COUPLING,TUBE: | 4 | ALLRFPs\Saudi Energy\SEC RFP-C001558708\downloaded-rfp\SEC RFP-C001558708.xls
Saudi Energy | SEC RFP-C001558708 | 901121932 | 540 901121932 DIFFUSER:GAS,STG | 540 901121932 DIFFUSER:GAS,STG | 12 | ALLRFPs\Saudi Energy\SEC RFP-C001558708\downloaded-rfp\SEC RFP-C001558708.xls
Saudi Energy | SEC RFP-C001558708 | 901121935 | 550 901121935 DISC,STG,ASTM | 550 901121935 DISC,STG,ASTM | 2 | ALLRFPs\Saudi Energy\SEC RFP-C001558708\downloaded-rfp\SEC RFP-C001558708.xls
Saudi Energy | SEC RFP-C001558708 | 901121936 | 560 901121936 DISC,STG,ASTM | 560 901121936 DISC,STG,ASTM | 4 | ALLRFPs\Saudi Energy\SEC RFP-C001558708\downloaded-rfp\SEC RFP-C001558708.xls
Saudi Energy | SEC RFP-C001558708 | 901121937 | 570 901121937 DISC,STG,ASTM | 570 901121937 DISC,STG,ASTM | 2 | ALLRFPs\Saudi Energy\SEC RFP-C001558708\downloaded-rfp\SEC RFP-C001558708.xls
Saudi Energy | SEC RFP-C001558708 | 901121941 | 580 901121941 ELEMENT, | 580 901121941 ELEMENT, | 2 | ALLRFPs\Saudi Energy\SEC RFP-C001558708\downloaded-rfp\SEC RFP-C001558708.xls
Saudi Energy | SEC RFP-C001558708 | 901121942 | 590 901121942 ELEMENT, | 590 901121942 ELEMENT, | 2 | ALLRFPs\Saudi Energy\SEC RFP-C001558708\downloaded-rfp\SEC RFP-C001558708.xls
Saudi Energy | SEC RFP-C001558708 | 901121951 | 600 901121951 GASKET,BULK NOUN: | 600 901121951 GASKET,BULK NOUN: | 2 | ALLRFPs\Saudi Energy\SEC RFP-C001558708\downloaded-rfp\SEC RFP-C001558708.xls
Saudi Energy | SEC RFP-C001558708 | 901121954 | 610 901121954 GASKET,BULK NOUN: | 610 901121954 GASKET,BULK NOUN: | 2 | ALLRFPs\Saudi Energy\SEC RFP-C001558708\downloaded-rfp\SEC RFP-C001558708.xls
Saudi Energy | SEC RFP-C001558708 | 901121955 | 620 901121955 GASKET,BULK NOUN: | 620 901121955 GASKET,BULK NOUN: | 4 | ALLRFPs\Saudi Energy\SEC RFP-C001558708\downloaded-rfp\SEC RFP-C001558708.xls
Saudi Energy | SEC RFP-C001558708 | 901121956 | 630 901121956 GASKET,BULK NOUN: | 630 901121956 GASKET,BULK NOUN: | 2 | ALLRFPs\Saudi Energy\SEC RFP-C001558708\downloaded-rfp\SEC RFP-C001558708.xls
Saudi Energy | SEC RFP-C001558708 | 901121957 | 640 901121957 GASKET,BULK NOUN: | 640 901121957 GASKET,BULK NOUN: | 2 | ALLRFPs\Saudi Energy\SEC RFP-C001558708\downloaded-rfp\SEC RFP-C001558708.xls
Saudi Energy | SEC RFP-C001558708 | 901121958 | 650 901121958 GASKET,BULK NOUN: | 650 901121958 GASKET,BULK NOUN: | 2 | ALLRFPs\Saudi Energy\SEC RFP-C001558708\downloaded-rfp\SEC RFP-C001558708.xls
Saudi Energy | SEC RFP-C001558708 | 901121959 | 660 901121959 GASKET,BULK NOUN: | 660 901121959 GASKET,BULK NOUN: | 2 | ALLRFPs\Saudi Energy\SEC RFP-C001558708\downloaded-rfp\SEC RFP-C001558708.xls
Saudi Energy | SEC RFP-C001558708 | 901121960 | 670 901121960 GASKET,BULK NOUN: | 670 901121960 GASKET,BULK NOUN: | 2 | ALLRFPs\Saudi Energy\SEC RFP-C001558708\downloaded-rfp\SEC RFP-C001558708.xls
Saudi Energy | SEC RFP-C001558708 | 901121961 | 680 901121961 GASKET,BULK NOUN: | 680 901121961 GASKET,BULK NOUN: | 2 | ALLRFPs\Saudi Energy\SEC RFP-C001558708\downloaded-rfp\SEC RFP-C001558708.xls
Saudi Energy | SEC RFP-C001558708 | 901121962 | 690 901121962 GASKET,BULK NOUN: | 690 901121962 GASKET,BULK NOUN: | 2 | ALLRFPs\Saudi Energy\SEC RFP-C001558708\downloaded-rfp\SEC RFP-C001558708.xls
Saudi Energy | SEC RFP-C001558708 | 901121963 | 700 901121963 GASKET,BULK NOUN: | 700 901121963 GASKET,BULK NOUN: | 2 | ALLRFPs\Saudi Energy\SEC RFP-C001558708\downloaded-rfp\SEC RFP-C001558708.xls
Saudi Energy | SEC RFP-C001558708 | 905680813 | 710 905680813 BOLT:COUPLING, | 710 905680813 BOLT:COUPLING, | 8 | ALLRFPs\Saudi Energy\SEC RFP-C001558708\downloaded-rfp\SEC RFP-C001558708.xls
Saudi Energy | SEC RFP-C001558708 | 901121964 | 720 901121964 GASKET,BULK NOUN: | 720 901121964 GASKET,BULK NOUN: | 2 | ALLRFPs\Saudi Energy\SEC RFP-C001558708\downloaded-rfp\SEC RFP-C001558708.xls
Saudi Energy | SEC RFP-C001558708 | 901121970 | 730 901121970 GASKET,BULK NOUN: | 730 901121970 GASKET,BULK NOUN: | 8 | ALLRFPs\Saudi Energy\SEC RFP-C001558708\downloaded-rfp\SEC RFP-C001558708.xls
Saudi Energy | SEC RFP-C001558708 | 901121979 | 740 901121979 GASKET,BULK NOUN: | 740 901121979 GASKET,BULK NOUN: | 2 | ALLRFPs\Saudi Energy\SEC RFP-C001558708\downloaded-rfp\SEC RFP-C001558708.xls
Saudi Energy | SEC RFP-C001558708 | 901121980 | 750 901121980 GASKET,BULK NOUN: | 750 901121980 GASKET,BULK NOUN: | 4 | ALLRFPs\Saudi Energy\SEC RFP-C001558708\downloaded-rfp\SEC RFP-C001558708.xls
Saudi Energy | SEC RFP-C001558708 | 901121981 | 760 901121981 GAUGE,PRES,DIAL,#HTGD4811... | 760 901121981 GAUGE,PRES,DIAL,#HTGD481126P0002 | 6 | ALLRFPs\Saudi Energy\SEC RFP-C001558708\downloaded-rfp\SEC RFP-C001558708.xls
Saudi Energy | SEC RFP-C001558708 | 901121982 | 770 901121982 GAUGE,PRES,DIAL,#HTGD4811... | 770 901121982 GAUGE,PRES,DIAL,#HTGD481126P0004 | 4 | ALLRFPs\Saudi Energy\SEC RFP-C001558708\downloaded-rfp\SEC RFP-C001558708.xls
Saudi Energy | SEC RFP-C001558708 | 901121983 | 780 901121983 GAUGE,PRES,DIAL,#HTGD4811... | 780 901121983 GAUGE,PRES,DIAL,#HTGD481126P0005 | 2 | ALLRFPs\Saudi Energy\SEC RFP-C001558708\downloaded-rfp\SEC RFP-C001558708.xls
Saudi Energy | SEC RFP-C001558708 | 901121984 | 790 901121984 GAUGE,PRES,DIAL,#HTGD4811... | 790 901121984 GAUGE,PRES,DIAL,#HTGD481126P0008 | 6 | ALLRFPs\Saudi Energy\SEC RFP-C001558708\downloaded-rfp\SEC RFP-C001558708.xls
Saudi Energy | SEC RFP-C001558708 | 901121991 | 800 901121991 GREASE,INDUS,GR,#NBT40010... | 800 901121991 GREASE,INDUS,GR,#NBT400107R0001 | 4 | ALLRFPs\Saudi Energy\SEC RFP-C001558708\downloaded-rfp\SEC RFP-C001558708.xls
Saudi Energy | SEC RFP-C001558708 | 901121993 | 810 901121993 HOSE,METALLIC: | 810 901121993 HOSE,METALLIC: | 20 | ALLRFPs\Saudi Energy\SEC RFP-C001558708\downloaded-rfp\SEC RFP-C001558708.xls
Saudi Energy | SEC RFP-C001558708 | 901122012 | 820 901122012 KEY,TURBINE: | 820 901122012 KEY,TURBINE: | 4 | ALLRFPs\Saudi Energy\SEC RFP-C001558708\downloaded-rfp\SEC RFP-C001558708.xls
Saudi Energy | SEC RFP-C001558708 | 901122013 | 830 901122013 KEY,TURBINE: | 830 901122013 KEY,TURBINE: | 4 | ALLRFPs\Saudi Energy\SEC RFP-C001558708\downloaded-rfp\SEC RFP-C001558708.xls
Saudi Energy | SEC RFP-C001558708 | 901122018 | 840 901122018 KEY,TURBINE: | 840 901122018 KEY,TURBINE: | 2 | ALLRFPs\Saudi Energy\SEC RFP-C001558708\downloaded-rfp\SEC RFP-C001558708.xls
Saudi Energy | SEC RFP-C001558708 | 901122019 | 850 901122019 KEY,TURBINE: | 850 901122019 KEY,TURBINE: | 4 | ALLRFPs\Saudi Energy\SEC RFP-C001558708\downloaded-rfp\SEC RFP-C001558708.xls
Saudi Energy | SEC RFP-C001558708 | 901122020 | 860 901122020 KEY,TURBINE: | 860 901122020 KEY,TURBINE: | 2 | ALLRFPs\Saudi Energy\SEC RFP-C001558708\downloaded-rfp\SEC RFP-C001558708.xls
Saudi Energy | SEC RFP-C001558708 | 901122021 | 870 901122021 KEY,TURBINE: | 870 901122021 KEY,TURBINE: | 2 | ALLRFPs\Saudi Energy\SEC RFP-C001558708\downloaded-rfp\SEC RFP-C001558708.xls
Saudi Energy | SEC RFP-C001558708 | 901122022 | 880 901122022 KEY,TURBINE: | 880 901122022 KEY,TURBINE: | 2 | ALLRFPs\Saudi Energy\SEC RFP-C001558708\downloaded-rfp\SEC RFP-C001558708.xls
Saudi Energy | SEC RFP-C001558708 | 901122023 | 890 901122023 KEY,TURBINE: | 890 901122023 KEY,TURBINE: | 2 | ALLRFPs\Saudi Energy\SEC RFP-C001558708\downloaded-rfp\SEC RFP-C001558708.xls
Saudi Energy | SEC RFP-C001558708 | 901122029 | 900 901122029 NOZZLE,BULK NOUN: | 900 901122029 NOZZLE,BULK NOUN: | 52 | ALLRFPs\Saudi Energy\SEC RFP-C001558708\downloaded-rfp\SEC RFP-C001558708.xls
Saudi Energy | SEC RFP-C001558708 | 901122030 | 910 901122030 NUT,HEX,DIA,HT,#HTCZ48152... | 910 901122030 NUT,HEX,DIA,HT,#HTCZ481522P0281 | 4 | ALLRFPs\Saudi Energy\SEC RFP-C001558708\downloaded-rfp\SEC RFP-C001558708.xls
Saudi Energy | SEC RFP-C001558708 | 901122032 | 920 901122032 NUT,HEX,DIA,HT,#HTGD33956... | 920 901122032 NUT,HEX,DIA,HT,#HTGD339568P0002 | 16 | ALLRFPs\Saudi Energy\SEC RFP-C001558708\downloaded-rfp\SEC RFP-C001558708.xls
Saudi Energy | SEC RFP-C001558708 | 901122033 | 930 901122033 NUT,HEX,DIA,HT,#HTGD33957... | 930 901122033 NUT,HEX,DIA,HT,#HTGD339573P0002 | 8 | ALLRFPs\Saudi Energy\SEC RFP-C001558708\downloaded-rfp\SEC RFP-C001558708.xls
Saudi Energy | SEC RFP-C001558708 | 901122034 | 940 901122034 NUT,HEX,DIA,HT,#HTGD45887... | 940 901122034 NUT,HEX,DIA,HT,#HTGD458871P0002 | 4 | ALLRFPs\Saudi Energy\SEC RFP-C001558708\downloaded-rfp\SEC RFP-C001558708.xls
Saudi Energy | SEC RFP-C001558708 | 901122035 | 950 901122035 NUT,HEX,DIA,HT,#HTGD45887... | 950 901122035 NUT,HEX,DIA,HT,#HTGD458871P0004 | 4 | ALLRFPs\Saudi Energy\SEC RFP-C001558708\downloaded-rfp\SEC RFP-C001558708.xls
Saudi Energy | SEC RFP-C001558708 | 901122036 | 960 901122036 NUT,HEX,DIA,HT,#HTGD48017... | 960 901122036 NUT,HEX,DIA,HT,#HTGD480177P0003 | 4 | ALLRFPs\Saudi Energy\SEC RFP-C001558708\downloaded-rfp\SEC RFP-C001558708.xls
Saudi Energy | SEC RFP-C001558708 | 901122037 | 970 901122037 NUT,HEX,DIA,HT,#HTGD48115... | 970 901122037 NUT,HEX,DIA,HT,#HTGD481155P8229 | 2 | ALLRFPs\Saudi Energy\SEC RFP-C001558708\downloaded-rfp\SEC RFP-C001558708.xls
Saudi Energy | SEC RFP-C001558708 | 901122038 | 980 901122038 NUT,HEX,DIA,HT,#HZN401736... | 980 901122038 NUT,HEX,DIA,HT,#HZN401736P0117 | 8 | ALLRFPs\Saudi Energy\SEC RFP-C001558708\downloaded-rfp\SEC RFP-C001558708.xls
Saudi Energy | SEC RFP-C001558708 | 901122040 | 990 901122040 NUT,HEX,DIA,HT,#HZN401736... | 990 901122040 NUT,HEX,DIA,HT,#HZN401736P0130 | 64 | ALLRFPs\Saudi Energy\SEC RFP-C001558708\downloaded-rfp\SEC RFP-C001558708.xls
Saudi Energy | SEC RFP-C001558708 | 901122042 | 1000 901122042 NUT,HEX,DIA,HT,#TGD218947... | 1000 901122042 NUT,HEX,DIA,HT,#TGD218947P0002 | 12 | ALLRFPs\Saudi Energy\SEC RFP-C001558708\downloaded-rfp\SEC RFP-C001558708.xls
Saudi Energy | SEC RFP-C001558708 | 901122046 | 1010 901122046 O-RING,BULK NOUN: | 1010 901122046 O-RING,BULK NOUN: | 4 | ALLRFPs\Saudi Energy\SEC RFP-C001558708\downloaded-rfp\SEC RFP-C001558708.xls
Saudi Energy | SEC RFP-C001558708 | 901122049 | 1020 901122049 O-RING,BULK NOUN: | 1020 901122049 O-RING,BULK NOUN: | 4 | ALLRFPs\Saudi Energy\SEC RFP-C001558708\downloaded-rfp\SEC RFP-C001558708.xls
Saudi Energy | SEC RFP-C001558708 | 901122052 | 1030 901122052 PAINT,LATEX: | 1030 901122052 PAINT,LATEX: | 48 | ALLRFPs\Saudi Energy\SEC RFP-C001558708\downloaded-rfp\SEC RFP-C001558708.xls
Saudi Energy | SEC RFP-C001558708 | 901122054 | 1040 901122054 PENETRANT,PENETRANT TESTI... | 1040 901122054 PENETRANT,PENETRANT TESTING: | 12 | ALLRFPs\Saudi Energy\SEC RFP-C001558708\downloaded-rfp\SEC RFP-C001558708.xls
Saudi Energy | SEC RFP-C001558708 | 901122057 | 1050 901122057 PIN,BULK NOUN: | 1050 901122057 PIN,BULK NOUN: | 4 | ALLRFPs\Saudi Energy\SEC RFP-C001558708\downloaded-rfp\SEC RFP-C001558708.xls
Saudi Energy | SEC RFP-C001558708 | 901122058 | 1060 901122058 PIN,BULK NOUN: | 1060 901122058 PIN,BULK NOUN: | 12 | ALLRFPs\Saudi Energy\SEC RFP-C001558708\downloaded-rfp\SEC RFP-C001558708.xls
Saudi Energy | SEC RFP-C001558708 | 901122060 | 1070 901122060 PIN,BULK NOUN: | 1070 901122060 PIN,BULK NOUN: | 4 | ALLRFPs\Saudi Energy\SEC RFP-C001558708\downloaded-rfp\SEC RFP-C001558708.xls
Saudi Energy | SEC RFP-C001558708 | 901122061 | 1080 901122061 PIN,BULK NOUN: | 1080 901122061 PIN,BULK NOUN: | 4 | ALLRFPs\Saudi Energy\SEC RFP-C001558708\downloaded-rfp\SEC RFP-C001558708.xls
Saudi Energy | SEC RFP-C001558708 | 901122063 | 1090 901122063 PIN,BULK NOUN: | 1090 901122063 PIN,BULK NOUN: | 2 | ALLRFPs\Saudi Energy\SEC RFP-C001558708\downloaded-rfp\SEC RFP-C001558708.xls
Saudi Energy | SEC RFP-C001558708 | 901122064 | 1100 901122064 PIN,BULK NOUN: | 1100 901122064 PIN,BULK NOUN: | 4 | ALLRFPs\Saudi Energy\SEC RFP-C001558708\downloaded-rfp\SEC RFP-C001558708.xls
Saudi Energy | SEC RFP-C001558708 | 901122073 | 1110 901122073 PIPE,METALLIC: | 1110 901122073 PIPE,METALLIC: | 2 | ALLRFPs\Saudi Energy\SEC RFP-C001558708\downloaded-rfp\SEC RFP-C001558708.xls
Saudi Energy | SEC RFP-C001558708 | 901122079 | 1120 901122079 PLATE,BULK NOUN: | 1120 901122079 PLATE,BULK NOUN: | 16 | ALLRFPs\Saudi Energy\SEC RFP-C001558708\downloaded-rfp\SEC RFP-C001558708.xls
Saudi Energy | SEC RFP-C001558708 | 901122080 | 1130 901122080 PLATE,BULK NOUN: | 1130 901122080 PLATE,BULK NOUN: | 8 | ALLRFPs\Saudi Energy\SEC RFP-C001558708\downloaded-rfp\SEC RFP-C001558708.xls
Saudi Energy | SEC RFP-C001558708 | 901122081 | 1140 901122081 PLATE,BULK NOUN: | 1140 901122081 PLATE,BULK NOUN: | 8 | ALLRFPs\Saudi Energy\SEC RFP-C001558708\downloaded-rfp\SEC RFP-C001558708.xls
Saudi Energy | SEC RFP-C001558708 | 901122083 | 1150 901122083 PLATE,BULK NOUN: | 1150 901122083 PLATE,BULK NOUN: | 4 | ALLRFPs\Saudi Energy\SEC RFP-C001558708\downloaded-rfp\SEC RFP-C001558708.xls
Saudi Energy | SEC RFP-C001558708 | 901122084 | 1160 901122084 PLATE,BULK NOUN: | 1160 901122084 PLATE,BULK NOUN: | 2 | ALLRFPs\Saudi Energy\SEC RFP-C001558708\downloaded-rfp\SEC RFP-C001558708.xls
Saudi Energy | SEC RFP-C001558708 | 901122085 | 1170 901122085 PLATE,BULK NOUN: | 1170 901122085 PLATE,BULK NOUN: | 12 | ALLRFPs\Saudi Energy\SEC RFP-C001558708\downloaded-rfp\SEC RFP-C001558708.xls
Saudi Energy | SEC RFP-C001558708 | 901122086 | 1180 901122086 PLATE,BULK NOUN: | 1180 901122086 PLATE,BULK NOUN: | 12 | ALLRFPs\Saudi Energy\SEC RFP-C001558708\downloaded-rfp\SEC RFP-C001558708.xls
Saudi Energy | SEC RFP-C001558708 | 901122087 | 1190 901122087 PLATE,BULK NOUN: | 1190 901122087 PLATE,BULK NOUN: | 4 | ALLRFPs\Saudi Energy\SEC RFP-C001558708\downloaded-rfp\SEC RFP-C001558708.xls
Saudi Energy | SEC RFP-C001558708 | 901122088 | 1200 901122088 PLATE,BULK NOUN: | 1200 901122088 PLATE,BULK NOUN: | 4 | ALLRFPs\Saudi Energy\SEC RFP-C001558708\downloaded-rfp\SEC RFP-C001558708.xls
Saudi Energy | SEC RFP-C001558708 | 901122089 | 1210 901122089 PLATE,BULK NOUN: | 1210 901122089 PLATE,BULK NOUN: | 4 | ALLRFPs\Saudi Energy\SEC RFP-C001558708\downloaded-rfp\SEC RFP-C001558708.xls
Saudi Energy | SEC RFP-C001558708 | 901122098 | 1220 901122098 PROBE,PROXIMITY,TIP,CSLG,... | 1220 901122098 PROBE,PROXIMITY,TIP,CSLG,LG,#HTGD701626P | 2 | ALLRFPs\Saudi Energy\SEC RFP-C001558708\downloaded-rfp\SEC RFP-C001558708.xls
Saudi Energy | SEC RFP-C001558708 | 901122101 | 1230 901122101 REGULATOR,TEMPERATURE: | 1230 901122101 REGULATOR,TEMPERATURE: | 2 | ALLRFPs\Saudi Energy\SEC RFP-C001558708\downloaded-rfp\SEC RFP-C001558708.xls
Saudi Energy | SEC RFP-C001558708 | 901122107 | 1240 901122107 RING,BULK NOUN: | 1240 901122107 RING,BULK NOUN: | 268 | ALLRFPs\Saudi Energy\SEC RFP-C001558708\downloaded-rfp\SEC RFP-C001558708.xls
Saudi Energy | SEC RFP-C001558708 | 901122109 | 1250 901122109 RING,BULK NOUN: | 1250 901122109 RING,BULK NOUN: | 4 | ALLRFPs\Saudi Energy\SEC RFP-C001558708\downloaded-rfp\SEC RFP-C001558708.xls
Saudi Energy | SEC RFP-C001558708 | 901122110 | 1260 901122110 RING,BULK NOUN: | 1260 901122110 RING,BULK NOUN: | 4 | ALLRFPs\Saudi Energy\SEC RFP-C001558708\downloaded-rfp\SEC RFP-C001558708.xls
Saudi Energy | SEC RFP-C001558708 | 901122113 | 1270 901122113 RING,BULK NOUN: | 1270 901122113 RING,BULK NOUN: | 4 | ALLRFPs\Saudi Energy\SEC RFP-C001558708\downloaded-rfp\SEC RFP-C001558708.xls
Saudi Energy | SEC RFP-C001558708 | 901122114 | 1280 901122114 RING,BULK NOUN: | 1280 901122114 RING,BULK NOUN: | 2 | ALLRFPs\Saudi Energy\SEC RFP-C001558708\downloaded-rfp\SEC RFP-C001558708.xls
Saudi Energy | SEC RFP-C001558708 | 901122122 | 1290 901122122 RING,BULK NOUN: | 1290 901122122 RING,BULK NOUN: | 8 | ALLRFPs\Saudi Energy\SEC RFP-C001558708\downloaded-rfp\SEC RFP-C001558708.xls
Saudi Energy | SEC RFP-C001558708 | 901122127 | 1300 901122127 RING,BULK NOUN: | 1300 901122127 RING,BULK NOUN: | 2 | ALLRFPs\Saudi Energy\SEC RFP-C001558708\downloaded-rfp\SEC RFP-C001558708.xls
Saudi Energy | SEC RFP-C001558708 | 901122128 | 1310 901122128 RING,BULK NOUN: | 1310 901122128 RING,BULK NOUN: | 12 | ALLRFPs\Saudi Energy\SEC RFP-C001558708\downloaded-rfp\SEC RFP-C001558708.xls
Saudi Energy | SEC RFP-C001558708 | 901122129 | 1320 901122129 RING,BULK NOUN: | 1320 901122129 RING,BULK NOUN: | 24 | ALLRFPs\Saudi Energy\SEC RFP-C001558708\downloaded-rfp\SEC RFP-C001558708.xls
Saudi Energy | SEC RFP-C001558708 | 901122130 | 1330 901122130 RING,BULK NOUN: | 1330 901122130 RING,BULK NOUN: | 8 | ALLRFPs\Saudi Energy\SEC RFP-C001558708\downloaded-rfp\SEC RFP-C001558708.xls
Saudi Energy | SEC RFP-C001558708 | 901122131 | 1340 901122131 RING,BULK NOUN: | 1340 901122131 RING,BULK NOUN: | 16 | ALLRFPs\Saudi Energy\SEC RFP-C001558708\downloaded-rfp\SEC RFP-C001558708.xls
Saudi Energy | SEC RFP-C001558708 | 901122132 | 1350 901122132 RING,BULK NOUN: | 1350 901122132 RING,BULK NOUN: | 8 | ALLRFPs\Saudi Energy\SEC RFP-C001558708\downloaded-rfp\SEC RFP-C001558708.xls
Saudi Energy | SEC RFP-C001558708 | 901122135 | 1360 901122135 RING,BULK NOUN: | 1360 901122135 RING,BULK NOUN: | 4 | ALLRFPs\Saudi Energy\SEC RFP-C001558708\downloaded-rfp\SEC RFP-C001558708.xls
Saudi Energy | SEC RFP-C001558708 | 901122136 | 1370 901122136 RING,BULK NOUN: | 1370 901122136 RING,BULK NOUN: | 2 | ALLRFPs\Saudi Energy\SEC RFP-C001558708\downloaded-rfp\SEC RFP-C001558708.xls
Saudi Energy | SEC RFP-C001558708 | 901122138 | 1380 901122138 RING,BULK NOUN: | 1380 901122138 RING,BULK NOUN: | 6 | ALLRFPs\Saudi Energy\SEC RFP-C001558708\downloaded-rfp\SEC RFP-C001558708.xls
Saudi Energy | SEC RFP-C001558708 | 901122141 | 1390 901122141 RING,BULK NOUN: | 1390 901122141 RING,BULK NOUN: | 8 | ALLRFPs\Saudi Energy\SEC RFP-C001558708\downloaded-rfp\SEC RFP-C001558708.xls
Saudi Energy | SEC RFP-C001558708 | 901122143 | 1400 901122143 RING,BULK NOUN: | 1400 901122143 RING,BULK NOUN: | 4 | ALLRFPs\Saudi Energy\SEC RFP-C001558708\downloaded-rfp\SEC RFP-C001558708.xls
Saudi Energy | SEC RFP-C001558708 | 901122144 | 1410 901122144 RING,BULK NOUN: | 1410 901122144 RING,BULK NOUN: | 2 | ALLRFPs\Saudi Energy\SEC RFP-C001558708\downloaded-rfp\SEC RFP-C001558708.xls
Saudi Energy | SEC RFP-C001558708 | 901122145 | 1420 901122145 RING,BULK NOUN: | 1420 901122145 RING,BULK NOUN: | 2 | ALLRFPs\Saudi Energy\SEC RFP-C001558708\downloaded-rfp\SEC RFP-C001558708.xls
Saudi Energy | SEC RFP-C001558708 | 901122146 | 1430 901122146 RING,BULK NOUN: | 1430 901122146 RING,BULK NOUN: | 2 | ALLRFPs\Saudi Energy\SEC RFP-C001558708\downloaded-rfp\SEC RFP-C001558708.xls
Saudi Energy | SEC RFP-C001558708 | 901122147 | 1440 901122147 RING,BULK NOUN: | 1440 901122147 RING,BULK NOUN: | 2 | ALLRFPs\Saudi Energy\SEC RFP-C001558708\downloaded-rfp\SEC RFP-C001558708.xls
Saudi Energy | SEC RFP-C001558708 | 901122148 | 1450 901122148 RING,BULK NOUN: | 1450 901122148 RING,BULK NOUN: | 2 | ALLRFPs\Saudi Energy\SEC RFP-C001558708\downloaded-rfp\SEC RFP-C001558708.xls
Saudi Energy | SEC RFP-C001558708 | 901122149 | 1460 901122149 RING,BULK NOUN: | 1460 901122149 RING,BULK NOUN: | 4 | ALLRFPs\Saudi Energy\SEC RFP-C001558708\downloaded-rfp\SEC RFP-C001558708.xls
Saudi Energy | SEC RFP-C001558708 | 901122153 | 1470 901122153 RING,BULK NOUN: | 1470 901122153 RING,BULK NOUN: | 2 | ALLRFPs\Saudi Energy\SEC RFP-C001558708\downloaded-rfp\SEC RFP-C001558708.xls
Saudi Energy | SEC RFP-C001558708 | 901122158 | 1480 901122158 RING,BULK NOUN: | 1480 901122158 RING,BULK NOUN: | 16 | ALLRFPs\Saudi Energy\SEC RFP-C001558708\downloaded-rfp\SEC RFP-C001558708.xls
Saudi Energy | SEC RFP-C001558708 | 901122164 | 1490 901122164 RING,BULK NOUN: | 1490 901122164 RING,BULK NOUN: | 6 | ALLRFPs\Saudi Energy\SEC RFP-C001558708\downloaded-rfp\SEC RFP-C001558708.xls
Saudi Energy | SEC RFP-C001558708 | 901122167 | 1500 901122167 RING,BULK NOUN: | 1500 901122167 RING,BULK NOUN: | 14 | ALLRFPs\Saudi Energy\SEC RFP-C001558708\downloaded-rfp\SEC RFP-C001558708.xls
Saudi Energy | SEC RFP-C001558708 | 901122169 | 1510 901122169 ROD,BULK NOUN: | 1510 901122169 ROD,BULK NOUN: | 4 | ALLRFPs\Saudi Energy\SEC RFP-C001558708\downloaded-rfp\SEC RFP-C001558708.xls
Saudi Energy | SEC RFP-C001558708 | 901122180 | 1520 901122180 SCREW,CAP,DIA,LG,HD,#HTGD... | 1520 901122180 SCREW,CAP,DIA,LG,HD,#HTGD459767P0031 | 32 | ALLRFPs\Saudi Energy\SEC RFP-C001558708\downloaded-rfp\SEC RFP-C001558708.xls
Saudi Energy | SEC RFP-C001558708 | 901122181 | 1530 901122181 SCREW,CAP,DIA,LG,HD,#HTGD... | 1530 901122181 SCREW,CAP,DIA,LG,HD,#HTGD485930P0003 | 16 | ALLRFPs\Saudi Energy\SEC RFP-C001558708\downloaded-rfp\SEC RFP-C001558708.xls
Saudi Energy | SEC RFP-C001558708 | 901122187 | 1540 901122187 SCREW,CAP,DIA,LG,HD,#NB31... | 1540 901122187 SCREW,CAP,DIA,LG,HD,#NB315856P0570 | 40 | ALLRFPs\Saudi Energy\SEC RFP-C001558708\downloaded-rfp\SEC RFP-C001558708.xls
Saudi Energy | SEC RFP-C001558708 | 901122188 | 1550 901122188 SCREW,CAP,DIA,LG,HD,#NB31... | 1550 901122188 SCREW,CAP,DIA,LG,HD,#NB315857P0365 | 8 | ALLRFPs\Saudi Energy\SEC RFP-C001558708\downloaded-rfp\SEC RFP-C001558708.xls
Saudi Energy | SEC RFP-C001558708 | 901122189 | 1560 901122189 SCREW,CAP,DIA,LG,HD,#NB31... | 1560 901122189 SCREW,CAP,DIA,LG,HD,#NB315857P0525 | 8 | ALLRFPs\Saudi Energy\SEC RFP-C001558708\downloaded-rfp\SEC RFP-C001558708.xls
Saudi Energy | SEC RFP-C001558708 | 901122190 | 1570 901122190 SCREW,CAP,DIA,LG,HD,#NBT4... | 1570 901122190 SCREW,CAP,DIA,LG,HD,#NBT401330P0512 | 40 | ALLRFPs\Saudi Energy\SEC RFP-C001558708\downloaded-rfp\SEC RFP-C001558708.xls
Saudi Energy | SEC RFP-C001558708 | 901122192 | 1580 901122192 SCREW,CAP,DIA,LG,HD,#NBT4... | 1580 901122192 SCREW,CAP,DIA,LG,HD,#NBT403052P1415 | 8 | ALLRFPs\Saudi Energy\SEC RFP-C001558708\downloaded-rfp\SEC RFP-C001558708.xls
Saudi Energy | SEC RFP-C001558708 | 901122193 | 1590 901122193 SCREW,CAP,DIA,LG,HD,#NBT4... | 1590 901122193 SCREW,CAP,DIA,LG,HD,#NBT403053P1322 | 4 | ALLRFPs\Saudi Energy\SEC RFP-C001558708\downloaded-rfp\SEC RFP-C001558708.xls
Saudi Energy | SEC RFP-C001558708 | 901122195 | 1600 901122195 SEAL,BULK NOUN: | 1600 901122195 SEAL,BULK NOUN: | 4 | ALLRFPs\Saudi Energy\SEC RFP-C001558708\downloaded-rfp\SEC RFP-C001558708.xls
Saudi Energy | SEC RFP-C001558708 | 901122196 | 1610 901122196 SEAL,BULK NOUN: | 1610 901122196 SEAL,BULK NOUN: | 4 | ALLRFPs\Saudi Energy\SEC RFP-C001558708\downloaded-rfp\SEC RFP-C001558708.xls
Saudi Energy | SEC RFP-C001558708 | 901122197 | 1620 901122197 SEAL,BULK NOUN: | 1620 901122197 SEAL,BULK NOUN: | 4 | ALLRFPs\Saudi Energy\SEC RFP-C001558708\downloaded-rfp\SEC RFP-C001558708.xls
Saudi Energy | SEC RFP-C001558708 | 901122198 | 1630 901122198 SEAL,BULK NOUN: | 1630 901122198 SEAL,BULK NOUN: | 4 | ALLRFPs\Saudi Energy\SEC RFP-C001558708\downloaded-rfp\SEC RFP-C001558708.xls
Saudi Energy | SEC RFP-C001558708 | 901122199 | 1640 901122199 SEAL,BULK NOUN: | 1640 901122199 SEAL,BULK NOUN: | 4 | ALLRFPs\Saudi Energy\SEC RFP-C001558708\downloaded-rfp\SEC RFP-C001558708.xls
Saudi Energy | SEC RFP-C001558708 | 901122200 | 1650 901122200 SEAL,BULK NOUN: | 1650 901122200 SEAL,BULK NOUN: | 8 | ALLRFPs\Saudi Energy\SEC RFP-C001558708\downloaded-rfp\SEC RFP-C001558708.xls
Saudi Energy | SEC RFP-C001558708 | 901122201 | 1660 901122201 SEAL,BULK NOUN: | 1660 901122201 SEAL,BULK NOUN: | 2 | ALLRFPs\Saudi Energy\SEC RFP-C001558708\downloaded-rfp\SEC RFP-C001558708.xls
Saudi Energy | SEC RFP-C001558708 | 901122212 | 1670 901122212 SEGMENT,BULK NOUN: | 1670 901122212 SEGMENT,BULK NOUN: | 16 | ALLRFPs\Saudi Energy\SEC RFP-C001558708\downloaded-rfp\SEC RFP-C001558708.xls
Saudi Energy | SEC RFP-C001558708 | 901122213 | 1680 901122213 SEGMENT,BULK NOUN: | 1680 901122213 SEGMENT,BULK NOUN: | 16 | ALLRFPs\Saudi Energy\SEC RFP-C001558708\downloaded-rfp\SEC RFP-C001558708.xls
Saudi Energy | SEC RFP-C001558708 | 901122214 | 1690 901122214 SEGMENT,BULK NOUN: | 1690 901122214 SEGMENT,BULK NOUN: | 64 | ALLRFPs\Saudi Energy\SEC RFP-C001558708\downloaded-rfp\SEC RFP-C001558708.xls
Saudi Energy | SEC RFP-C001558708 | 901122215 | 1700 901122215 SEGMENT,BULK NOUN: | 1700 901122215 SEGMENT,BULK NOUN: | 16 | ALLRFPs\Saudi Energy\SEC RFP-C001558708\downloaded-rfp\SEC RFP-C001558708.xls
Saudi Energy | SEC RFP-C001558708 | 901122216 | 1710 901122216 SEGMENT,BULK NOUN: | 1710 901122216 SEGMENT,BULK NOUN: | 4 | ALLRFPs\Saudi Energy\SEC RFP-C001558708\downloaded-rfp\SEC RFP-C001558708.xls
Saudi Energy | SEC RFP-C001558708 | 901122217 | 1720 901122217 SEGMENT,BULK NOUN: | 1720 901122217 SEGMENT,BULK NOUN: | 4 | ALLRFPs\Saudi Energy\SEC RFP-C001558708\downloaded-rfp\SEC RFP-C001558708.xls
Saudi Energy | SEC RFP-C001558708 | 901122218 | 1730 901122218 SEGMENT, | 1730 901122218 SEGMENT, | 4 | ALLRFPs\Saudi Energy\SEC RFP-C001558708\downloaded-rfp\SEC RFP-C001558708.xls
Saudi Energy | SEC RFP-C001558708 | 901122222 | 1740 901122222 SENSOR, | 1740 901122222 SENSOR, | 4 | ALLRFPs\Saudi Energy\SEC RFP-C001558708\downloaded-rfp\SEC RFP-C001558708.xls
Saudi Energy | SEC RFP-C001558708 | 901122224 | 1750 901122224 SHAFT, | 1750 901122224 SHAFT, | 2 | ALLRFPs\Saudi Energy\SEC RFP-C001558708\downloaded-rfp\SEC RFP-C001558708.xls
Saudi Energy | SEC RFP-C001558708 | 901122235 | 1760 901122235 SLEEVE, | 1760 901122235 SLEEVE, | 32 | ALLRFPs\Saudi Energy\SEC RFP-C001558708\downloaded-rfp\SEC RFP-C001558708.xls
Saudi Energy | SEC RFP-C001558708 | 901122236 | 1770 901122236 SLEEVE, | 1770 901122236 SLEEVE, | 2 | ALLRFPs\Saudi Energy\SEC RFP-C001558708\downloaded-rfp\SEC RFP-C001558708.xls
Saudi Energy | SEC RFP-C001558708 | 901122237 | 1780 901122237 SLEEVE, | 1780 901122237 SLEEVE, | 20 | ALLRFPs\Saudi Energy\SEC RFP-C001558708\downloaded-rfp\SEC RFP-C001558708.xls
Saudi Energy | SEC RFP-C001558708 | 901122238 | 1790 901122238 SLEEVE,BULK NOUN: | 1790 901122238 SLEEVE,BULK NOUN: | 16 | ALLRFPs\Saudi Energy\SEC RFP-C001558708\downloaded-rfp\SEC RFP-C001558708.xls
Saudi Energy | SEC RFP-C001558708 | 901122239 | 1800 901122239 SLEEVE,BULK NOUN: | 1800 901122239 SLEEVE,BULK NOUN: | 4 | ALLRFPs\Saudi Energy\SEC RFP-C001558708\downloaded-rfp\SEC RFP-C001558708.xls
Saudi Energy | SEC RFP-C001558708 | 901122240 | 1810 901122240 SLEEVE,BULK NOUN: | 1810 901122240 SLEEVE,BULK NOUN: | 4 | ALLRFPs\Saudi Energy\SEC RFP-C001558708\downloaded-rfp\SEC RFP-C001558708.xls
Saudi Energy | SEC RFP-C001558708 | 901122241 | 1820 901122241 SLEEVE,BULK NOUN: | 1820 901122241 SLEEVE,BULK NOUN: | 4 | ALLRFPs\Saudi Energy\SEC RFP-C001558708\downloaded-rfp\SEC RFP-C001558708.xls
Saudi Energy | SEC RFP-C001558708 | 901122249 | 1830 901122249 SPINDLE,BULK NOUN: | 1830 901122249 SPINDLE,BULK NOUN: | 2 | ALLRFPs\Saudi Energy\SEC RFP-C001558708\downloaded-rfp\SEC RFP-C001558708.xls
Saudi Energy | SEC RFP-C001558708 | 901122250 | 1840 901122250 SPINDLE,BULK NOUN: | 1840 901122250 SPINDLE,BULK NOUN: | 2 | ALLRFPs\Saudi Energy\SEC RFP-C001558708\downloaded-rfp\SEC RFP-C001558708.xls
Saudi Energy | SEC RFP-C001558708 | 901122252 | 1850 901122252 SPRING,DISC: | 1850 901122252 SPRING,DISC: | 4 | ALLRFPs\Saudi Energy\SEC RFP-C001558708\downloaded-rfp\SEC RFP-C001558708.xls
Saudi Energy | SEC RFP-C001558708 | 901122253 | 1860 901122253 SPRING,VALVE,VLV,#HTCZ481... | 1860 901122253 SPRING,VALVE,VLV,#HTCZ481522P0235 | 4 | ALLRFPs\Saudi Energy\SEC RFP-C001558708\downloaded-rfp\SEC RFP-C001558708.xls
Saudi Energy | SEC RFP-C001558708 | 901122255 | 1870 901122255 SPRING,VALVE,VLV,#HTGD476... | 1870 901122255 SPRING,VALVE,VLV,#HTGD476667P0001 | 2 | ALLRFPs\Saudi Energy\SEC RFP-C001558708\downloaded-rfp\SEC RFP-C001558708.xls
Saudi Energy | SEC RFP-C001558708 | 901122259 | 1880 901122259 SPRING,VALVE,VLV,#NB43444... | 1880 901122259 SPRING,VALVE,VLV,#NB434440P5010 | 4 | ALLRFPs\Saudi Energy\SEC RFP-C001558708\downloaded-rfp\SEC RFP-C001558708.xls
Saudi Energy | SEC RFP-C001558708 | 901122260 | 1890 901122260 SPRING,COMP,LG,WIRE SIZE,... | 1890 901122260 SPRING,COMP,LG,WIRE SIZE,#NB434440P5375 | 2 | ALLRFPs\Saudi Energy\SEC RFP-C001558708\downloaded-rfp\SEC RFP-C001558708.xls
Saudi Energy | SEC RFP-C001558708 | 901122261 | 1900 901122261 SPRING,VALVE,VLV,#NB43444... | 1900 901122261 SPRING,VALVE,VLV,#NB434441P0003 | 4 | ALLRFPs\Saudi Energy\SEC RFP-C001558708\downloaded-rfp\SEC RFP-C001558708.xls
Saudi Energy | SEC RFP-C001558708 | 901122262 | 1910 901122262 SPRING,VALVE,VLV,#NB43444... | 1910 901122262 SPRING,VALVE,VLV,#NB434441P0964 | 4 | ALLRFPs\Saudi Energy\SEC RFP-C001558708\downloaded-rfp\SEC RFP-C001558708.xls
Saudi Energy | SEC RFP-C001558708 | 901122263 | 1920 901122263 SPRING,VALVE,VLV,#NB43444... | 1920 901122263 SPRING,VALVE,VLV,#NB434441P1923 | 4 | ALLRFPs\Saudi Energy\SEC RFP-C001558708\downloaded-rfp\SEC RFP-C001558708.xls
Saudi Energy | SEC RFP-C001558708 | 901122358 | 1930 901122358 WHEEL, | 1930 901122358 WHEEL, | 1 | ALLRFPs\Saudi Energy\SEC RFP-C001558708\downloaded-rfp\SEC RFP-C001558708.xls
Saudi Energy | SEC RFP-C001558708 | 901122265 | 1940 901122265 SPRING,VALVE,VLV,#R408048... | 1940 901122265 SPRING,VALVE,VLV,#R408048P0032 | 222 | ALLRFPs\Saudi Energy\SEC RFP-C001558708\downloaded-rfp\SEC RFP-C001558708.xls
Saudi Energy | SEC RFP-C001558708 | 901122267 | 1950 901122267 STRAINER,FLUID: | 1950 901122267 STRAINER,FLUID: | 4 | ALLRFPs\Saudi Energy\SEC RFP-C001558708\downloaded-rfp\SEC RFP-C001558708.xls
Saudi Energy | SEC RFP-C001558708 | 901122268 | 1960 901122268 STRAINER,FLUID: | 1960 901122268 STRAINER,FLUID: | 2 | ALLRFPs\Saudi Energy\SEC RFP-C001558708\downloaded-rfp\SEC RFP-C001558708.xls
Saudi Energy | SEC RFP-C001558708 | 901122275 | 1970 901122275 STUD,ALL-THREAD,DIA,LG,#H... | 1970 901122275 STUD,ALL-THREAD,DIA,LG,#HTGD229857P2036 | 20 | ALLRFPs\Saudi Energy\SEC RFP-C001558708\downloaded-rfp\SEC RFP-C001558708.xls
Saudi Energy | SEC RFP-C001558708 | 901122276 | 1980 901122276 STUD,ALL-THREAD,DIA,LG,#H... | 1980 901122276 STUD,ALL-THREAD,DIA,LG,#HTGD229858P2044 | 16 | ALLRFPs\Saudi Energy\SEC RFP-C001558708\downloaded-rfp\SEC RFP-C001558708.xls
Saudi Energy | SEC RFP-C001558708 | 901122277 | 1990 901122277 STUD,ALL-THREAD,DIA,LG,#H... | 1990 901122277 STUD,ALL-THREAD,DIA,LG,#HTGD229859P2044 | 4 | ALLRFPs\Saudi Energy\SEC RFP-C001558708\downloaded-rfp\SEC RFP-C001558708.xls
Saudi Energy | SEC RFP-C001558708 | 901122278 | 2000 901122278 STUD,ALL-THREAD,DIA,LG,#H... | 2000 901122278 STUD,ALL-THREAD,DIA,LG,#HTGD229859P2046 | 4 | ALLRFPs\Saudi Energy\SEC RFP-C001558708\downloaded-rfp\SEC RFP-C001558708.xls
Saudi Energy | SEC RFP-C001558708 | 901122279 | 2010 901122279 STUD,ALL-THREAD,DIA,LG,#H... | 2010 901122279 STUD,ALL-THREAD,DIA,LG,#HTGD229863P1064 | 16 | ALLRFPs\Saudi Energy\SEC RFP-C001558708\downloaded-rfp\SEC RFP-C001558708.xls
Saudi Energy | SEC RFP-C001558708 | 901122281 | 2020 901122281 STUD,ALL-THREAD,DIA,LG,#H... | 2020 901122281 STUD,ALL-THREAD,DIA,LG,#HTGD458766P0006 | 24 | ALLRFPs\Saudi Energy\SEC RFP-C001558708\downloaded-rfp\SEC RFP-C001558708.xls
Saudi Energy | SEC RFP-C001558708 | 901122283 | 2030 901122283 STUD,ALL-THREAD,DIA,LG,#T... | 2030 901122283 STUD,ALL-THREAD,DIA,LG,#TGD218953P0101 | 64 | ALLRFPs\Saudi Energy\SEC RFP-C001558708\downloaded-rfp\SEC RFP-C001558708.xls
Saudi Energy | SEC RFP-C001558708 | 901122284 | 2040 901122284 STUD,ALL-THREAD,DIA,LG,#T... | 2040 901122284 STUD,ALL-THREAD,DIA,LG,#TGD218966P0105 | 12 | ALLRFPs\Saudi Energy\SEC RFP-C001558708\downloaded-rfp\SEC RFP-C001558708.xls
Saudi Energy | SEC RFP-C001558708 | 901122285 | 2050 901122285 SUPPORT,HP TURBINE , SUPP... | 2050 901122285 SUPPORT,HP TURBINE , SUPPORT,CARBDON STE | 6 | ALLRFPs\Saudi Energy\SEC RFP-C001558708\downloaded-rfp\SEC RFP-C001558708.xls
Saudi Energy | SEC RFP-C001558708 | 901122291 | 2060 901122291 THERMOMETER:INDUSTRIAL, | 2060 901122291 THERMOMETER:INDUSTRIAL, | 2 | ALLRFPs\Saudi Energy\SEC RFP-C001558708\downloaded-rfp\SEC RFP-C001558708.xls
Saudi Energy | SEC RFP-C001558708 | 901122292 | 2070 901122292 THERMOMETER:INDUSTRIAL, | 2070 901122292 THERMOMETER:INDUSTRIAL, | 2 | ALLRFPs\Saudi Energy\SEC RFP-C001558708\downloaded-rfp\SEC RFP-C001558708.xls
Saudi Energy | SEC RFP-C001558708 | 901122300 | 2080 901122300 TRANSMITTER:SIGNAL, | 2080 901122300 TRANSMITTER:SIGNAL, | 4 | ALLRFPs\Saudi Energy\SEC RFP-C001558708\downloaded-rfp\SEC RFP-C001558708.xls
Saudi Energy | SEC RFP-C001558708 | 901122301 | 2090 901122301 TRANSMITTER:SIGNAL, | 2090 901122301 TRANSMITTER:SIGNAL, | 4 | ALLRFPs\Saudi Energy\SEC RFP-C001558708\downloaded-rfp\SEC RFP-C001558708.xls
Saudi Energy | SEC RFP-C001558708 | 901122303 | 2100 901122303 TRANSMITTER:SIGNAL, | 2100 901122303 TRANSMITTER:SIGNAL, | 6 | ALLRFPs\Saudi Energy\SEC RFP-C001558708\downloaded-rfp\SEC RFP-C001558708.xls
Saudi Energy | SEC RFP-C001558708 | 901122305 | 2110 901122305 TRANSMITTER:SIGNAL, | 2110 901122305 TRANSMITTER:SIGNAL, | 4 | ALLRFPs\Saudi Energy\SEC RFP-C001558708\downloaded-rfp\SEC RFP-C001558708.xls
Saudi Energy | SEC RFP-C001558708 | 901122312 | 2120 901122312 TUBE:INSULATING, | 2120 901122312 TUBE:INSULATING, | 1 | ALLRFPs\Saudi Energy\SEC RFP-C001558708\downloaded-rfp\SEC RFP-C001558708.xls
Saudi Energy | SEC RFP-C001558708 | 901122314 | 2130 901122314 VALVE,CHECK,#1BSD001458P0... | 2130 901122314 VALVE,CHECK,#1BSD001458P0001 | 2 | ALLRFPs\Saudi Energy\SEC RFP-C001558708\downloaded-rfp\SEC RFP-C001558708.xls
Saudi Energy | SEC RFP-C001558708 | 901122319 | 2140 901122319 VALVE, | 2140 901122319 VALVE, | 4 | ALLRFPs\Saudi Energy\SEC RFP-C001558708\downloaded-rfp\SEC RFP-C001558708.xls
Saudi Energy | SEC RFP-C001558708 | 901122320 | 2150 901122320 VALVE,BALL,#HTGD130695P00... | 2150 901122320 VALVE,BALL,#HTGD130695P0001 | 4 | ALLRFPs\Saudi Energy\SEC RFP-C001558708\downloaded-rfp\SEC RFP-C001558708.xls
Saudi Energy | SEC RFP-C001558708 | 901122331 | 2160 901122331 VALVE,CHECK,CONN,#HTGD351... | 2160 901122331 VALVE,CHECK,CONN,#HTGD351711P0080 | 2 | ALLRFPs\Saudi Energy\SEC RFP-C001558708\downloaded-rfp\SEC RFP-C001558708.xls
Saudi Energy | SEC RFP-C001558708 | 901122334 | 2170 901122334 VALVE,CHECK,CONN,#HTGD481... | 2170 901122334 VALVE,CHECK,CONN,#HTGD481062P0001 | 6 | ALLRFPs\Saudi Energy\SEC RFP-C001558708\downloaded-rfp\SEC RFP-C001558708.xls
Saudi Energy | SEC RFP-C001558708 | 901122336 | 2180 901122336 VALVE,CHECK,CONN,#HTGD492... | 2180 901122336 VALVE,CHECK,CONN,#HTGD492321P0125 | 2 | ALLRFPs\Saudi Energy\SEC RFP-C001558708\downloaded-rfp\SEC RFP-C001558708.xls
Saudi Energy | SEC RFP-C001558708 | 901122338 | 2190 901122338 VALVE,CHECK,CONN,#HTGR311... | 2190 901122338 VALVE,CHECK,CONN,#HTGR311327P0001 | 4 | ALLRFPs\Saudi Energy\SEC RFP-C001558708\downloaded-rfp\SEC RFP-C001558708.xls
Saudi Energy | SEC RFP-C001558708 | 901122340 | 2200 901122340 VALVE,CHECK,CONN,#HTGZ402... | 2200 901122340 VALVE,CHECK,CONN,#HTGZ402861P0035 | 2 | ALLRFPs\Saudi Energy\SEC RFP-C001558708\downloaded-rfp\SEC RFP-C001558708.xls
Saudi Energy | SEC RFP-C001558708 | 901122341 | 2210 901122341 WASHER,LOCK,ID,TH,#HTCT40... | 2210 901122341 WASHER,LOCK,ID,TH,#HTCT405589P0001 | 20 | ALLRFPs\Saudi Energy\SEC RFP-C001558708\downloaded-rfp\SEC RFP-C001558708.xls
Saudi Energy | SEC RFP-C001558708 | 901121953 | 2220 901121953 GASKET,BULK NOUN: | 2220 901121953 GASKET,BULK NOUN: | 4 | ALLRFPs\Saudi Energy\SEC RFP-C001558708\downloaded-rfp\SEC RFP-C001558708.xls
Saudi Energy | SEC RFP-C001558708 | 901122342 | 2230 901122342 WASHER,LOCK,ID,TH,#HTGD48... | 2230 901122342 WASHER,LOCK,ID,TH,#HTGD481155P8232 | 4 | ALLRFPs\Saudi Energy\SEC RFP-C001558708\downloaded-rfp\SEC RFP-C001558708.xls
Saudi Energy | SEC RFP-C001558708 | 901122343 | 2240 901122343 WASHER,LOCK,ID,TH,#HTGZ40... | 2240 901122343 WASHER,LOCK,ID,TH,#HTGZ402861P4003 | 2 | ALLRFPs\Saudi Energy\SEC RFP-C001558708\downloaded-rfp\SEC RFP-C001558708.xls
Saudi Energy | SEC RFP-C001558708 | 901122344 | 2250 901122344 WASHER,LOCK,ID,TH,#NB3350... | 2250 901122344 WASHER,LOCK,ID,TH,#NB335050P2113 | 80 | ALLRFPs\Saudi Energy\SEC RFP-C001558708\downloaded-rfp\SEC RFP-C001558708.xls
Saudi Energy | SEC RFP-C001558708 | 901122345 | 2260 901122345 WASHER,LOCK,ID,TH,#NB3350... | 2260 901122345 WASHER,LOCK,ID,TH,#NB335050P6114 | 16 | ALLRFPs\Saudi Energy\SEC RFP-C001558708\downloaded-rfp\SEC RFP-C001558708.xls
Saudi Energy | SEC RFP-C001558708 | 901122346 | 2270 901122346 WASHER,LOCK,ID,TH,#NB3350... | 2270 901122346 WASHER,LOCK,ID,TH,#NB335050P6116 | 32 | ALLRFPs\Saudi Energy\SEC RFP-C001558708\downloaded-rfp\SEC RFP-C001558708.xls
Saudi Energy | SEC RFP-C001558708 | 901122363 | 2280 901122363 SEAL, | 2280 901122363 SEAL, | 2 | ALLRFPs\Saudi Energy\SEC RFP-C001558708\downloaded-rfp\SEC RFP-C001558708.xls
Saudi Energy | SEC RFP-C001558708 | 901122364 | 2290 901122364 VALVE:SCHRADER, | 2290 901122364 VALVE:SCHRADER, | 1 | ALLRFPs\Saudi Energy\SEC RFP-C001558708\downloaded-rfp\SEC RFP-C001558708.xls
Saudi Energy | SEC RFP-C001558708 | 901122365 | 2300 901122365 PIN, | 2300 901122365 PIN, | 4 | ALLRFPs\Saudi Energy\SEC RFP-C001558708\downloaded-rfp\SEC RFP-C001558708.xls
Saudi Energy | SEC RFP-C001558708 | 901122374 | 2310 901122374 THERMOCOUPLE:TEMPERATURE,... | 2310 901122374 THERMOCOUPLE:TEMPERATURE,N,0 TO 870 DEG | 2 | ALLRFPs\Saudi Energy\SEC RFP-C001558708\downloaded-rfp\SEC RFP-C001558708.xls
Saudi Energy | SEC RFP-C001558708 | 901122378 | 2320 901122378 WIPER,CONTROL VALVE ACTUA... | 2320 901122378 WIPER,CONTROL VALVE ACTUATOR,112 MM ID X | 2 | ALLRFPs\Saudi Energy\SEC RFP-C001558708\downloaded-rfp\SEC RFP-C001558708.xls
Saudi Energy | SEC RFP-C001558708 | 901122553 | 2330 901122553 VALVE,CHECK,#HTGR311327P2... | 2330 901122553 VALVE,CHECK,#HTGR311327P2002 | 1 | ALLRFPs\Saudi Energy\SEC RFP-C001558708\downloaded-rfp\SEC RFP-C001558708.xls
Saudi Energy | SEC RFP-C001558708 | 901201182 | 2340 901201182 STUD,TURB,STL,M16 T DIA,1... | 2340 901201182 STUD,TURB,STL,M16 T DIA,110 MM LG,#TGD21 | 8 | ALLRFPs\Saudi Energy\SEC RFP-C001558708\downloaded-rfp\SEC RFP-C001558708.xls
Saudi Energy | SEC RFP-C001558708 | 901201237 | 2350 901201237 SHIM SET:CLEARANCE ADJUST... | 2350 901201237 SHIM SET:CLEARANCE ADJUSTING,TURBINE THK | 12 | ALLRFPs\Saudi Energy\SEC RFP-C001558708\downloaded-rfp\SEC RFP-C001558708.xls
Saudi Energy | SEC RFP-C001558708 | 901201264 | 2360 901201264 SET,SHIM SET 100,#HTGD336... | 2360 901201264 SET,SHIM SET 100,#HTGD336814R0005 | 8 | ALLRFPs\Saudi Energy\SEC RFP-C001558708\downloaded-rfp\SEC RFP-C001558708.xls
Saudi Energy | SEC RFP-C001558708 | 901201486 | 2370 901201486 SCREW,CAP,TX50- GA,24MM D... | 2370 901201486 SCREW,CAP,TX50- GA,24MM DIA,3 MM,#NBT403 | 8 | ALLRFPs\Saudi Energy\SEC RFP-C001558708\downloaded-rfp\SEC RFP-C001558708.xls
Saudi Energy | SEC RFP-C001558708 | 901201638 | 2380 901201638 GASKET,FLG,NSPRL,NON-ASBE... | 2380 901201638 GASKET,FLG,NSPRL,NON-ASBESTOS,61 MM ID | 2 | ALLRFPs\Saudi Energy\SEC RFP-C001558708\downloaded-rfp\SEC RFP-C001558708.xls
Saudi Energy | SEC RFP-C001558708 | 901201639 | 2390 901201639 GASKET,FLG,NSPRL,NON-ASBE... | 2390 901201639 GASKET,FLG,NSPRL,NON-ASBESTOS,8 MM ID,#N | 2 | ALLRFPs\Saudi Energy\SEC RFP-C001558708\downloaded-rfp\SEC RFP-C001558708.xls
Saudi Energy | SEC RFP-C001558708 | 901201664 | 2400 901201664 ELEMENT,TURB,STL,#HTGD340... | 2400 901201664 ELEMENT,TURB,STL,#HTGD340114P0001 | 8 | ALLRFPs\Saudi Energy\SEC RFP-C001558708\downloaded-rfp\SEC RFP-C001558708.xls
Saudi Energy | SEC RFP-C001558708 | 901203996 | 2410 901203996 SHIM SET:CLEARANCE ADJUST... | 2410 901203996 SHIM SET:CLEARANCE ADJUSTING,REFER TO PA | 12 | ALLRFPs\Saudi Energy\SEC RFP-C001558708\downloaded-rfp\SEC RFP-C001558708.xls
Saudi Energy | SEC RFP-C001558708 | 901203997 | 2420 901203997 SHIM SET:CLEARANCE ADJUST... | 2420 901203997 SHIM SET:CLEARANCE ADJUSTING,REFER TO PA | 4 | ALLRFPs\Saudi Energy\SEC RFP-C001558708\downloaded-rfp\SEC RFP-C001558708.xls
Saudi Energy | SEC RFP-C001558708 | 901204019 | 2430 901204019 PIN,MAIN GENERATOR,8 MM D... | 2430 901204019 PIN,MAIN GENERATOR,8 MM DIA,100 MM LG,ST | 16 | ALLRFPs\Saudi Energy\SEC RFP-C001558708\downloaded-rfp\SEC RFP-C001558708.xls
Saudi Energy | SEC RFP-C001558708 | 901204065 | 2440 901204065 ADHESIVE:BONDING,ADHESIVE... | 2440 901204065 ADHESIVE:BONDING,ADHESIVE 57,REFER TO PA | 2 | ALLRFPs\Saudi Energy\SEC RFP-C001558708\downloaded-rfp\SEC RFP-C001558708.xls
Saudi Energy | SEC RFP-C001558708 | 901204066 | 2450 901204066 ADHESIVE:BONDING,ADHESIVE... | 2450 901204066 ADHESIVE:BONDING,ADHESIVE 58,REFER TO PA | 2 | ALLRFPs\Saudi Energy\SEC RFP-C001558708\downloaded-rfp\SEC RFP-C001558708.xls
Saudi Energy | SEC RFP-C001558708 | 901205462 | 2460 901205462 SHIM SET:CLEARANCE ADJUST... | 2460 901205462 SHIM SET:CLEARANCE ADJUSTING,3 MM THK,10 | 4 | ALLRFPs\Saudi Energy\SEC RFP-C001558708\downloaded-rfp\SEC RFP-C001558708.xls
Saudi Energy | SEC RFP-C001558708 | 901205463 | 2470 901205463 SHIM SET:CLEARANCE ADJUST... | 2470 901205463 SHIM SET:CLEARANCE ADJUSTING,2 MM THK,10 | 4 | ALLRFPs\Saudi Energy\SEC RFP-C001558708\downloaded-rfp\SEC RFP-C001558708.xls
Saudi Energy | SEC RFP-C001558708 | 901215395 | 2480 901215395 GREASE:THERMAL,WHITE,MINU... | 2480 901215395 GREASE:THERMAL,WHITE,MINUS 23 DEG C TO 1 | 20 | ALLRFPs\Saudi Energy\SEC RFP-C001558708\downloaded-rfp\SEC RFP-C001558708.xls
Saudi Energy | SEC RFP-C001558708 | 901215495 | 2490 901215495 COMPOUND,SEALING,RED,50 M... | 2490 901215495 COMPOUND,SEALING,RED,50 ML TUBE,#26251 | 2 | ALLRFPs\Saudi Energy\SEC RFP-C001558708\downloaded-rfp\SEC RFP-C001558708.xls
Saudi Energy | SEC RFP-C001558708 | 901323861 | 2500 901323861 SCREW,CAP,STL,24MM DIA,3 ... | 2500 901323861 SCREW,CAP,STL,24MM DIA,3 MM,80 MM LG,#NB | 8 | ALLRFPs\Saudi Energy\SEC RFP-C001558708\downloaded-rfp\SEC RFP-C001558708.xls
Saudi Energy | SEC RFP-C001558708 | 901323919 | 2510 901323919 WASHER:INSULATING,15 MM N... | 2510 901323919 WASHER:INSULATING,15 MM NOM,16 MM ID,30 | 10 | ALLRFPs\Saudi Energy\SEC RFP-C001558708\downloaded-rfp\SEC RFP-C001558708.xls
Saudi Energy | SEC RFP-C001558708 | 901323935 | 2520 901323935 NUT,HEX,CSTL,16MM DIA,2 M... | 2520 901323935 NUT,HEX,CSTL,16MM DIA,2 MM,14MM HT,#HZN4 | 16 | ALLRFPs\Saudi Energy\SEC RFP-C001558708\downloaded-rfp\SEC RFP-C001558708.xls
Saudi Energy | SEC RFP-C001558708 | 901323937 | 2530 901323937 SCREW,CAP,MEDIUM CARBON S... | 2530 901323937 SCREW,CAP,MEDIUM CARBON STEEL,20MM DIA | 48 | ALLRFPs\Saudi Energy\SEC RFP-C001558708\downloaded-rfp\SEC RFP-C001558708.xls
Saudi Energy | SEC RFP-C001558708 | 901323954 | 2540 901323954 SCREW,CAP,#NB312433P0625 | 2540 901323954 SCREW,CAP,#NB312433P0625 | 8 | ALLRFPs\Saudi Energy\SEC RFP-C001558708\downloaded-rfp\SEC RFP-C001558708.xls
Saudi Energy | SEC RFP-C001558708 | 901323955 | 2550 901323955 SEAL,AIR GAP ORIFICE / RU... | 2550 901323955 SEAL,AIR GAP ORIFICE / RUBBER PROFILE 8, | 20 | ALLRFPs\Saudi Energy\SEC RFP-C001558708\downloaded-rfp\SEC RFP-C001558708.xls
Saudi Energy | SEC RFP-C001558708 | 901324123 | 2560 901324123 WASHER,FLAT,FLAT, ROUND,S... | 2560 901324123 WASHER,FLAT,FLAT, ROUND,SSTL,10.5 MM ID | 8 | ALLRFPs\Saudi Energy\SEC RFP-C001558708\downloaded-rfp\SEC RFP-C001558708.xls
Saudi Energy | SEC RFP-C001558708 | 901324128 | 2570 901324128 PIN,IP STOP VALVE ACTUATO... | 2570 901324128 PIN,IP STOP VALVE ACTUATOR,5 MM DIA,40 M | 16 | ALLRFPs\Saudi Energy\SEC RFP-C001558708\downloaded-rfp\SEC RFP-C001558708.xls
Saudi Energy | SEC RFP-C001558708 | 901324132 | 2580 901324132 SCREW,CAP,MEDIUM CARBON S... | 2580 901324132 SCREW,CAP,MEDIUM CARBON STEEL,20MM DIA | 8 | ALLRFPs\Saudi Energy\SEC RFP-C001558708\downloaded-rfp\SEC RFP-C001558708.xls
Saudi Energy | SEC RFP-C001558708 | 901324133 | 2590 901324133 PLATE,IP TURBINE STOP VAL... | 2590 901324133 PLATE,IP TURBINE STOP VALVA ACTUATOR,32 | 16 | ALLRFPs\Saudi Energy\SEC RFP-C001558708\downloaded-rfp\SEC RFP-C001558708.xls
Saudi Energy | SEC RFP-C001558708 | 901324296 | 2600 901324296 SHIM:CLEARANCE ADJUSTING,... | 2600 901324296 SHIM:CLEARANCE ADJUSTING,2 MM THK,50 MM | 16 | ALLRFPs\Saudi Energy\SEC RFP-C001558708\downloaded-rfp\SEC RFP-C001558708.xls
Saudi Energy | SEC RFP-C001558708 | 901327026 | 2610 901327026 PLATE,IP TURBINE CONTROL ... | 2610 901327026 PLATE,IP TURBINE CONTROL VALVE , LOCK PL | 32 | ALLRFPs\Saudi Energy\SEC RFP-C001558708\downloaded-rfp\SEC RFP-C001558708.xls
Saudi Energy | SEC RFP-C001558708 | 901327033 | 2620 901327033 NUT,HEX,MEDIUM CARBON STE... | 2620 901327033 NUT,HEX,MEDIUM CARBON STEEL ZINC COATED | 16 | ALLRFPs\Saudi Energy\SEC RFP-C001558708\downloaded-rfp\SEC RFP-C001558708.xls
Saudi Energy | SEC RFP-C001558708 | 901327046 | 2630 901327046 RING,LP TURBINE GLAND SEA... | 2630 901327046 RING,LP TURBINE GLAND SEAL , GUIDE OR AD | 16 | ALLRFPs\Saudi Energy\SEC RFP-C001558708\downloaded-rfp\SEC RFP-C001558708.xls
Saudi Energy | SEC RFP-C001558708 | 901327048 | 2640 901327048 WASHER,FLAT,ROUND , FLAT,... | 2640 901327048 WASHER,FLAT,ROUND , FLAT,CU,8.4 MM ID,#N | 32 | ALLRFPs\Saudi Energy\SEC RFP-C001558708\downloaded-rfp\SEC RFP-C001558708.xls
Saudi Energy | SEC RFP-C001558708 | 901365605 | 2650 901365605 PLUG,BULK NOUN:PIPE PLUG,... | 2650 901365605 PLUG,BULK NOUN:PIPE PLUG, HEX CS | 36 | ALLRFPs\Saudi Energy\SEC RFP-C001558708\downloaded-rfp\SEC RFP-C001558708.xls
Saudi Energy | SEC RFP-C001558708 | 901403931 | 2660 901403931 NUT,HEX,STL,20MM DIA,2.5 ... | 2660 901403931 NUT,HEX,STL,20MM DIA,2.5 MM UNC,18 MM HT | 16 | ALLRFPs\Saudi Energy\SEC RFP-C001558708\downloaded-rfp\SEC RFP-C001558708.xls
Saudi Energy | SEC RFP-C001558708 | 901403964 | 2670 901403964 GASKET,LP TURBINE RUPTURE... | 2670 901403964 GASKET,LP TURBINE RUPTURE DIAPHRAGM,NON- | 2 | ALLRFPs\Saudi Energy\SEC RFP-C001558708\downloaded-rfp\SEC RFP-C001558708.xls
Saudi Energy | SEC RFP-C001558708 | 901403967 | 2680 901403967 O-RING,IP STOP VALVE ACTU... | 2680 901403967 O-RING,IP STOP VALVE ACTUATOR / O-RING F | 2 | ALLRFPs\Saudi Energy\SEC RFP-C001558708\downloaded-rfp\SEC RFP-C001558708.xls
Saudi Energy | SEC RFP-C001558708 | 901404494 | 2690 901404494 SWITCH:PROXIMITY, | 2690 901404494 SWITCH:PROXIMITY, | 2 | ALLRFPs\Saudi Energy\SEC RFP-C001558708\downloaded-rfp\SEC RFP-C001558708.xls
Saudi Energy | SEC RFP-C001558708 | 901404497 | 2700 901404497 BUSHING,FOR SENSOR,58 MM ... | 2700 901404497 BUSHING,FOR SENSOR,58 MM OD X 25 MM ID | 2 | ALLRFPs\Saudi Energy\SEC RFP-C001558708\downloaded-rfp\SEC RFP-C001558708.xls
Saudi Energy | SEC RFP-C001558708 | 901405026 | 2710 901405026 PLUG,HP AND IP TURBINE PL... | 2710 901405026 PLUG,HP AND IP TURBINE PLUG FOR SLEEVE,M | 2 | ALLRFPs\Saudi Energy\SEC RFP-C001558708\downloaded-rfp\SEC RFP-C001558708.xls
Saudi Energy | SEC RFP-C001558708 | 901407588 | 2720 901407588 SEAL,SEALING PROFILE FOR ... | 2720 901407588 SEAL,SEALING PROFILE FOR OIL BAFFLE OF B | 200 | ALLRFPs\Saudi Energy\SEC RFP-C001558708\downloaded-rfp\SEC RFP-C001558708.xls
Saudi Energy | SEC RFP-C001558708 | 901408442 | 2730 901408442 SUPPORT, | 2730 901408442 SUPPORT, | 6 | ALLRFPs\Saudi Energy\SEC RFP-C001558708\downloaded-rfp\SEC RFP-C001558708.xls
Saudi Energy | SEC RFP-C001558708 | 901408463 | 2740 901408463 NUT:BARREL, | 2740 901408463 NUT:BARREL, | 16 | ALLRFPs\Saudi Energy\SEC RFP-C001558708\downloaded-rfp\SEC RFP-C001558708.xls
Saudi Energy | SEC RFP-C001558708 | 901408464 | 2750 901408464 RING,LOCKING | 2750 901408464 RING,LOCKING | 96 | ALLRFPs\Saudi Energy\SEC RFP-C001558708\downloaded-rfp\SEC RFP-C001558708.xls
Saudi Energy | SEC RFP-C001558708 | 901408480 | 2760 901408480 SCREW:LOCKING, | 2760 901408480 SCREW:LOCKING, | 4 | ALLRFPs\Saudi Energy\SEC RFP-C001558708\downloaded-rfp\SEC RFP-C001558708.xls
Saudi Energy | SEC RFP-C001558708 | 901408483 | 2770 901408483 RING, | 2770 901408483 RING, | 2 | ALLRFPs\Saudi Energy\SEC RFP-C001558708\downloaded-rfp\SEC RFP-C001558708.xls
Saudi Energy | SEC RFP-C001558708 | 901409011 | 2780 901409011 WASHER,LOCK,#W402199P0007 | 2780 901409011 WASHER,LOCK,#W402199P0007 | 16 | ALLRFPs\Saudi Energy\SEC RFP-C001558708\downloaded-rfp\SEC RFP-C001558708.xls
Saudi Energy | SEC RFP-C001558708 | 901409014 | 2790 901409014 WASHER:INSULATING, | 2790 901409014 WASHER:INSULATING, | 10 | ALLRFPs\Saudi Energy\SEC RFP-C001558708\downloaded-rfp\SEC RFP-C001558708.xls
Saudi Energy | SEC RFP-C001558708 | 901409085 | 2800 901409085 BOLT:COUPLING, | 2800 901409085 BOLT:COUPLING, | 8 | ALLRFPs\Saudi Energy\SEC RFP-C001558708\downloaded-rfp\SEC RFP-C001558708.xls
Saudi Energy | SEC RFP-C001558708 | 901409087 | 2810 901409087 NUT,CONDT LK,#HTGD336976P... | 2810 901409087 NUT,CONDT LK,#HTGD336976P0001 | 16 | ALLRFPs\Saudi Energy\SEC RFP-C001558708\downloaded-rfp\SEC RFP-C001558708.xls
Saudi Energy | SEC RFP-C001558708 | 901409088 | 2820 901409088 RING, | 2820 901409088 RING, | 64 | ALLRFPs\Saudi Energy\SEC RFP-C001558708\downloaded-rfp\SEC RFP-C001558708.xls
Saudi Energy | SEC RFP-C001558708 | 901409092 | 2830 901409092 SUPPORT, | 2830 901409092 SUPPORT, | 8 | ALLRFPs\Saudi Energy\SEC RFP-C001558708\downloaded-rfp\SEC RFP-C001558708.xls
Saudi Energy | SEC RFP-C001558708 | 901409093 | 2840 901409093 STUD,TURB,#HTGD229696P000... | 2840 901409093 STUD,TURB,#HTGD229696P0007 | 20 | ALLRFPs\Saudi Energy\SEC RFP-C001558708\downloaded-rfp\SEC RFP-C001558708.xls
Saudi Energy | SEC RFP-C001558708 | 901409094 | 2850 901409094 NUT,HEX,#HZN401736P0025 | 2850 901409094 NUT,HEX,#HZN401736P0025 | 40 | ALLRFPs\Saudi Energy\SEC RFP-C001558708\downloaded-rfp\SEC RFP-C001558708.xls
Saudi Energy | SEC RFP-C001558708 | 901409096 | 2860 901409096 NUT:ROUND, | 2860 901409096 NUT:ROUND, | 20 | ALLRFPs\Saudi Energy\SEC RFP-C001558708\downloaded-rfp\SEC RFP-C001558708.xls
Saudi Energy | SEC RFP-C001558708 | 901409103 | 2870 901409103 SEAL, | 2870 901409103 SEAL, | 16 | ALLRFPs\Saudi Energy\SEC RFP-C001558708\downloaded-rfp\SEC RFP-C001558708.xls
Saudi Energy | SEC RFP-C001558708 | 901409126 | 2880 901409126 PLUG, | 2880 901409126 PLUG, | 4 | ALLRFPs\Saudi Energy\SEC RFP-C001558708\downloaded-rfp\SEC RFP-C001558708.xls
Saudi Energy | SEC RFP-C001558708 | 901409130 | 2890 901409130 SCREW:LOCKING,46 MM DIA,5... | 2890 901409130 SCREW:LOCKING,46 MM DIA,5,65 MM LG,HEXAG | 4 | ALLRFPs\Saudi Energy\SEC RFP-C001558708\downloaded-rfp\SEC RFP-C001558708.xls
Saudi Energy | SEC RFP-C001558708 | 901409131 | 2900 901409131 NUT:ROUND,60 MM DIA,5 MM,... | 2900 901409131 NUT:ROUND,60 MM DIA,5 MM,LOCKING,STL,ASM | 28 | ALLRFPs\Saudi Energy\SEC RFP-C001558708\downloaded-rfp\SEC RFP-C001558708.xls
Saudi Energy | SEC RFP-C001558708 | 901409133 | 2910 901409133 STUD,TURB,STL,46 MM DIA,5... | 2910 901409133 STUD,TURB,STL,46 MM DIA,5A,295 MM LG,#HT | 12 | ALLRFPs\Saudi Energy\SEC RFP-C001558708\downloaded-rfp\SEC RFP-C001558708.xls
Saudi Energy | SEC RFP-C001558708 | 901409134 | 2920 901409134 NUT:ROUND, | 2920 901409134 NUT:ROUND, | 12 | ALLRFPs\Saudi Energy\SEC RFP-C001558708\downloaded-rfp\SEC RFP-C001558708.xls
Saudi Energy | SEC RFP-C001558708 | 901409135 | 2930 901409135 NUT:ROUND, | 2930 901409135 NUT:ROUND, | 8 | ALLRFPs\Saudi Energy\SEC RFP-C001558708\downloaded-rfp\SEC RFP-C001558708.xls
Saudi Energy | SEC RFP-C001558708 | 901409530 | 2940 901409530 RESIN:SYNTHETIC, | 2940 901409530 RESIN:SYNTHETIC, | 24 | ALLRFPs\Saudi Energy\SEC RFP-C001558708\downloaded-rfp\SEC RFP-C001558708.xls
Saudi Energy | SEC RFP-C001558708 | 901425348 | 2950 901425348 GASKET,BULK NOUN: | 2950 901425348 GASKET,BULK NOUN: | 8 | ALLRFPs\Saudi Energy\SEC RFP-C001558708\downloaded-rfp\SEC RFP-C001558708.xls
Saudi Energy | SEC RFP-C001558708 | 901425349 | 2960 901425349 GASKET,BULK NOUN: | 2960 901425349 GASKET,BULK NOUN: | 4 | ALLRFPs\Saudi Energy\SEC RFP-C001558708\downloaded-rfp\SEC RFP-C001558708.xls
Saudi Energy | SEC RFP-C001558708 | 901425351 | 2970 901425351 PLATE,BULK NOUN: | 2970 901425351 PLATE,BULK NOUN: | 2 | ALLRFPs\Saudi Energy\SEC RFP-C001558708\downloaded-rfp\SEC RFP-C001558708.xls
Saudi Energy | SEC RFP-C001558708 | 901425352 | 2980 901425352 PLATE,BULK NOUN: | 2980 901425352 PLATE,BULK NOUN: | 2 | ALLRFPs\Saudi Energy\SEC RFP-C001558708\downloaded-rfp\SEC RFP-C001558708.xls
Saudi Energy | SEC RFP-C001558708 | 901425353 | 2990 901425353 PLATE,BULK NOUN: | 2990 901425353 PLATE,BULK NOUN: | 2 | ALLRFPs\Saudi Energy\SEC RFP-C001558708\downloaded-rfp\SEC RFP-C001558708.xls
Saudi Energy | SEC RFP-C001558708 | 901425354 | 3000 901425354 PLATE,BULK NOUN: | 3000 901425354 PLATE,BULK NOUN: | 2 | ALLRFPs\Saudi Energy\SEC RFP-C001558708\downloaded-rfp\SEC RFP-C001558708.xls
Saudi Energy | SEC RFP-C001558708 | 901499131 | 3010 901499131 WASHER,LOCK,SSTL,16MM,17 ... | 3010 901499131 WASHER,LOCK,SSTL,16MM,17 MM ID,2 MM TH | 200 | ALLRFPs\Saudi Energy\SEC RFP-C001558708\downloaded-rfp\SEC RFP-C001558708.xls
Saudi Energy | SEC RFP-C001558708 | 901499134 | 3020 901499134 WASHER:INSULATING,22 MM N... | 3020 901499134 WASHER:INSULATING,22 MM NOM,23 MM ID,40 | 124 | ALLRFPs\Saudi Energy\SEC RFP-C001558708\downloaded-rfp\SEC RFP-C001558708.xls
Saudi Energy | SEC RFP-C001558708 | 901499151 | 3030 901499151 WASHER,FLAT,RD,STL,26 MM ... | 3030 901499151 WASHER,FLAT,RD,STL,26 MM ID,5 MM TH,#W40 | 8 | ALLRFPs\Saudi Energy\SEC RFP-C001558708\downloaded-rfp\SEC RFP-C001558708.xls
Saudi Energy | SEC RFP-C001558708 | 901499162 | 3040 901499162 SCREW,CAP,ZINC COATED STE... | 3040 901499162 SCREW,CAP,ZINC COATED STEEL,24MM DIA,#NB | 8 | ALLRFPs\Saudi Energy\SEC RFP-C001558708\downloaded-rfp\SEC RFP-C001558708.xls
Saudi Energy | SEC RFP-C001558708 | 901499165 | 3050 901499165 WASHER,LOCK,STL,16MM,17 M... | 3050 901499165 WASHER,LOCK,STL,16MM,17 MM ID,3 MM TH,#N | 100 | ALLRFPs\Saudi Energy\SEC RFP-C001558708\downloaded-rfp\SEC RFP-C001558708.xls
Saudi Energy | SEC RFP-C001558708 | 901499176 | 3060 901499176 WASHER,LOCK,STL,20MM,21 M... | 3060 901499176 WASHER,LOCK,STL,20MM,21 MM ID,5 MM TH,#N | 44 | ALLRFPs\Saudi Energy\SEC RFP-C001558708\downloaded-rfp\SEC RFP-C001558708.xls
Saudi Energy | SEC RFP-C001558708 | 901499175 | 3070 901499175 WASHER,LOCK,STL,24MM,25 M... | 3070 901499175 WASHER,LOCK,STL,24MM,25 MM ID,2.4 MM TH | 84 | ALLRFPs\Saudi Energy\SEC RFP-C001558708\downloaded-rfp\SEC RFP-C001558708.xls
Saudi Energy | SEC RFP-C001558708 | 901499177 | 3080 901499177 WASHER,LOCK,STL,16MM,17 M... | 3080 901499177 WASHER,LOCK,STL,16MM,17 MM ID,4 MM TH,#N | 376 | ALLRFPs\Saudi Energy\SEC RFP-C001558708\downloaded-rfp\SEC RFP-C001558708.xls
Saudi Energy | SEC RFP-C001558708 | 901499178 | 3090 901499178 WASHER,LOCK,STL,12MM,13.5... | 3090 901499178 WASHER,LOCK,STL,12MM,13.5 MM ID,3 MM TH | 92 | ALLRFPs\Saudi Energy\SEC RFP-C001558708\downloaded-rfp\SEC RFP-C001558708.xls
Saudi Energy | SEC RFP-C001558708 | 901499179 | 3100 901499179 WASHER,LOCK,STL,10 MM,10.... | 3100 901499179 WASHER,LOCK,STL,10 MM,10.5 MM ID,#NB3364 | 48 | ALLRFPs\Saudi Energy\SEC RFP-C001558708\downloaded-rfp\SEC RFP-C001558708.xls
Saudi Energy | SEC RFP-C001558708 | 901499216 | 3110 901499216 NUT,HEX,CSTL,30MM DIA,3.5... | 3110 901499216 NUT,HEX,CSTL,30MM DIA,3.5MM,24MM HT,#KWG | 14 | ALLRFPs\Saudi Energy\SEC RFP-C001558708\downloaded-rfp\SEC RFP-C001558708.xls
Saudi Energy | SEC RFP-C001558708 | 901499249 | 3120 901499249 NUT:INTERNAL WRENCHING,16... | 3120 901499249 NUT:INTERNAL WRENCHING,16 MM DIA,2 MM,ST | 8 | ALLRFPs\Saudi Energy\SEC RFP-C001558708\downloaded-rfp\SEC RFP-C001558708.xls
Saudi Energy | SEC RFP-C001558708 | 901499250 | 3130 901499250 SPRING,COMP,STL,62 MM,82 ... | 3130 901499250 SPRING,COMP,STL,62 MM,82 MM LG,#HTGD4801 | 4 | ALLRFPs\Saudi Energy\SEC RFP-C001558708\downloaded-rfp\SEC RFP-C001558708.xls
Saudi Energy | SEC RFP-C001558708 | 901499295 | 3140 901499295 SCREW:LOCKING,10 MM DIA,1... | 3140 901499295 SCREW:LOCKING,10 MM DIA,1.5 MM,20 MM LG, | 204 | ALLRFPs\Saudi Energy\SEC RFP-C001558708\downloaded-rfp\SEC RFP-C001558708.xls
Saudi Energy | SEC RFP-C001558708 | 901499311 | 3150 901499311 NUT:ROUND,80 MM DIA,6 MM,... | 3150 901499311 NUT:ROUND,80 MM DIA,6 MM,SPECIAL ITH HYD | 4 | ALLRFPs\Saudi Energy\SEC RFP-C001558708\downloaded-rfp\SEC RFP-C001558708.xls
Saudi Energy | SEC RFP-C001558708 | 901499314 | 3160 901499314 SCREW,MACH,STL,6MM DIA,1 ... | 3160 901499314 SCREW,MACH,STL,6MM DIA,1 MM,12MM LG,#D43 | 8 | ALLRFPs\Saudi Energy\SEC RFP-C001558708\downloaded-rfp\SEC RFP-C001558708.xls
Saudi Energy | SEC RFP-C001558708 | 901499318 | 3170 901499318 SCREW,MACH,CSTL,12MM DIA,... | 3170 901499318 SCREW,MACH,CSTL,12MM DIA,1.75 MM,30MM LG | 32 | ALLRFPs\Saudi Energy\SEC RFP-C001558708\downloaded-rfp\SEC RFP-C001558708.xls
Saudi Energy | SEC RFP-C001558708 | 901499340 | 3180 901499340 SCREW,CAP,STEEL GALVANNEA... | 3180 901499340 SCREW,CAP,STEEL GALVANNEALED,36 MM DIA | 4 | ALLRFPs\Saudi Energy\SEC RFP-C001558708\downloaded-rfp\SEC RFP-C001558708.xls
Saudi Energy | SEC RFP-C001558708 | 901499344 | 3190 901499344 NUT:ROUND,60 MM DIA,6 MM,... | 3190 901499344 NUT:ROUND,60 MM DIA,6 MM,SPECIAL ITH HYD | 8 | ALLRFPs\Saudi Energy\SEC RFP-C001558708\downloaded-rfp\SEC RFP-C001558708.xls
Saudi Energy | SEC RFP-C001558708 | 901499418 | 3200 901499418 SPRING,COMP,STL,7.1 MM ID... | 3200 901499418 SPRING,COMP,STL,7.1 MM ID X 9.1 MM OD,#D | 128 | ALLRFPs\Saudi Energy\SEC RFP-C001558708\downloaded-rfp\SEC RFP-C001558708.xls
Saudi Energy | SEC RFP-C001558708 | 901499422 | 3210 901499422 STUD,TURB,#HTGD229859P104... | 3210 901499422 STUD,TURB,#HTGD229859P1042 | 12 | ALLRFPs\Saudi Energy\SEC RFP-C001558708\downloaded-rfp\SEC RFP-C001558708.xls
Saudi Energy | SEC RFP-C001558708 | 901499437 | 3220 901499437 PLATE,FRONT BEARING PEDES... | 3220 901499437 PLATE,FRONT BEARING PEDESTAL , VERTICAL | 4 | ALLRFPs\Saudi Energy\SEC RFP-C001558708\downloaded-rfp\SEC RFP-C001558708.xls
Saudi Energy | SEC RFP-C001558708 | 901499446 | 3230 901499446 SHIM:CLEARANCE ADJUSTING,... | 3230 901499446 SHIM:CLEARANCE ADJUSTING,0.15 MM THK,69 | 16 | ALLRFPs\Saudi Energy\SEC RFP-C001558708\downloaded-rfp\SEC RFP-C001558708.xls
Saudi Energy | SEC RFP-C001558708 | 902000975 | 3240 902000975 STUD,TURB,STL,30MM DIA,3.... | 3240 902000975 STUD,TURB,STL,30MM DIA,3.5MM,140 MM LG | 8 | ALLRFPs\Saudi Energy\SEC RFP-C001558708\downloaded-rfp\SEC RFP-C001558708.xls
Saudi Energy | SEC RFP-C001558708 | 902001247 | 3250 902001247 NUT,HEX,STL,24MM DIA,3 MM... | 3250 902001247 NUT,HEX,STL,24MM DIA,3 MM,20MM HT,#HZN40 | 32 | ALLRFPs\Saudi Energy\SEC RFP-C001558708\downloaded-rfp\SEC RFP-C001558708.xls
Saudi Energy | SEC RFP-C001558708 | 902004129 | 3260 902004129 SPRING,COMP,STL,14 MM ID ... | 3260 902004129 SPRING,COMP,STL,14 MM ID X 19 MM OD,#KWG | 624 | ALLRFPs\Saudi Energy\SEC RFP-C001558708\downloaded-rfp\SEC RFP-C001558708.xls
Saudi Energy | SEC RFP-C001558708 | 902010203 | 3270 902010203 TAPE:BANDING,20 MM WD X 5... | 3270 902010203 TAPE:BANDING,20 MM WD X 50 M LG X 0.18 M | 200 | ALLRFPs\Saudi Energy\SEC RFP-C001558708\downloaded-rfp\SEC RFP-C001558708.xls
Saudi Energy | SEC RFP-C001558708 | 902020770 | 3280 902020770 COMPOUND,SEALING,BL,80 ML... | 3280 902020770 COMPOUND,SEALING,BL,80 ML TUBE,#KWGZ0000 | 20 | ALLRFPs\Saudi Energy\SEC RFP-C001558708\downloaded-rfp\SEC RFP-C001558708.xls
Saudi Energy | SEC RFP-C001558708 | 902020814 | 3290 902020814 KIT,GENERATOR,CORONA PROT... | 3290 902020814 KIT,GENERATOR,CORONA PROTECTION,LACQUER | 20 | ALLRFPs\Saudi Energy\SEC RFP-C001558708\downloaded-rfp\SEC RFP-C001558708.xls
Saudi Energy | SEC RFP-C001558708 | 902503515 | 3300 902503515 VALVE:ROTARY,13.5 MM ORIF... | 3300 902503515 VALVE:ROTARY,13.5 MM ORIFICE,CAST STL BO | 4 | ALLRFPs\Saudi Energy\SEC RFP-C001558708\downloaded-rfp\SEC RFP-C001558708.xls
Saudi Energy | SEC RFP-C001558708 | 902504409 | 3310 902504409 TWINE:BINDING,3 MM DIA X ... | 3310 902504409 TWINE:BINDING,3 MM DIA X 8 M LG,FIBERGLA | 400 | ALLRFPs\Saudi Energy\SEC RFP-C001558708\downloaded-rfp\SEC RFP-C001558708.xls
Saudi Energy | SEC RFP-C001558708 | 902508060 | 3320 902508060 ADHESIVE:THREADLOCKING,BL... | 3320 902508060 ADHESIVE:THREADLOCKING,BLUE LIQUID,MEDIU | 1 | ALLRFPs\Saudi Energy\SEC RFP-C001558708\downloaded-rfp\SEC RFP-C001558708.xls
Saudi Energy | SEC RFP-C001558708 | 903310398 | 3330 903310398 NUT,HEX,CARBON STEEL ZINC... | 3330 903310398 NUT,HEX,CARBON STEEL ZINC COATED,#HZN452 | 24 | ALLRFPs\Saudi Energy\SEC RFP-C001558708\downloaded-rfp\SEC RFP-C001558708.xls
Saudi Energy | SEC RFP-C001558708 | 905590339 | 3340 905590339 SCREW,CAP,CHROME PLATED S... | 3340 905590339 SCREW,CAP,CHROME PLATED STL,12MM DIA,#KW | 12 | ALLRFPs\Saudi Energy\SEC RFP-C001558708\downloaded-rfp\SEC RFP-C001558708.xls
Saudi Energy | SEC RFP-C001558708 | 905599678 | 3350 905599678 PLATE,LOCK,COMBINED GAS A... | 3350 905599678 PLATE,LOCK,COMBINED GAS AIR AND U-DUCT,G | 40 | ALLRFPs\Saudi Energy\SEC RFP-C001558708\downloaded-rfp\SEC RFP-C001558708.xls
Saudi Energy | SEC RFP-C001558708 | 905629031 | 3360 905629031 SCREEN:FILTERING,220 MM I... | 3360 905629031 SCREEN:FILTERING,220 MM ID X 410 MM OD,1 | 2 | ALLRFPs\Saudi Energy\SEC RFP-C001558708\downloaded-rfp\SEC RFP-C001558708.xls
Saudi Energy | SEC RFP-C001558708 | 905631052 | 3370 905631052 GASKET,VALVE,ROUND,11MM I... | 3370 905631052 GASKET,VALVE,ROUND,11MM ID X 17MM OD X 1 | 4 | ALLRFPs\Saudi Energy\SEC RFP-C001558708\downloaded-rfp\SEC RFP-C001558708.xls
Saudi Energy | SEC RFP-C001558708 | 905648348 | 3380 905648348 PIN,SPRING,CONTROL VALVE,... | 3380 905648348 PIN,SPRING,CONTROL VALVE,8 MM LG DIA,60 | 4 | ALLRFPs\Saudi Energy\SEC RFP-C001558708\downloaded-rfp\SEC RFP-C001558708.xls
Saudi Energy | SEC RFP-C001558708 | 905656511 | 3390 905656511 PIN,CYLINDERICAL,INTERCEP... | 3390 905656511 PIN,CYLINDERICAL,INTERCEPT STOP VALVE,12 | 4 | ALLRFPs\Saudi Energy\SEC RFP-C001558708\downloaded-rfp\SEC RFP-C001558708.xls
Saudi Energy | SEC RFP-C001558708 | 905659574 | 3400 905659574 TRANSMITTER:SIGNAL,POSITI... | 3400 905659574 TRANSMITTER:SIGNAL,POSITION,24 V INPUT,4 | 4 | ALLRFPs\Saudi Energy\SEC RFP-C001558708\downloaded-rfp\SEC RFP-C001558708.xls
Saudi Energy | SEC RFP-C001558708 | 905671451 | 3410 905671451 VALVE,CHECK,SPRING LOADED... | 3410 905671451 VALVE,CHECK,SPRING LOADED,OIL,500 BAR,#H | 4 | ALLRFPs\Saudi Energy\SEC RFP-C001558708\downloaded-rfp\SEC RFP-C001558708.xls
Saudi Energy | SEC RFP-C001558708 | 905678761 | 3420 905678761 PIN,OIL PUMP,STEAM TURBIN... | 3420 905678761 PIN,OIL PUMP,STEAM TURBINE,12 MM DIA,50 | 8 | ALLRFPs\Saudi Energy\SEC RFP-C001558708\downloaded-rfp\SEC RFP-C001558708.xls
Saudi Energy | SEC RFP-C001558708 | 905679290 | 3430 905679290 SPRING,COMP,STL,18 MM ID ... | 3430 905679290 SPRING,COMP,STL,18 MM ID X 26 MM OD,#HTG | 6 | ALLRFPs\Saudi Energy\SEC RFP-C001558708\downloaded-rfp\SEC RFP-C001558708.xls
Saudi Energy | SEC RFP-C001558708 | 905679293 | 3440 905679293 SEAL,WIPER,12 MM ID X 18 ... | 3440 905679293 SEAL,WIPER,12 MM ID X 18 MM OD X 5 MM TH | 3 | ALLRFPs\Saudi Energy\SEC RFP-C001558708\downloaded-rfp\SEC RFP-C001558708.xls
Saudi Energy | SEC RFP-C001558708 | 905679307 | 3450 905679307 BUSHING,CONSTANT PRESSURE... | 3450 905679307 BUSHING,CONSTANT PRESSURE VALVE,LUBE OIL | 2 | ALLRFPs\Saudi Energy\SEC RFP-C001558708\downloaded-rfp\SEC RFP-C001558708.xls
Saudi Energy | SEC RFP-C001558708 | 905679946 | 3460 905679946 SLEEVE,EXPANSION,HP TURBI... | 3460 905679946 SLEEVE,EXPANSION,HP TURBINE | 12 | ALLRFPs\Saudi Energy\SEC RFP-C001558708\downloaded-rfp\SEC RFP-C001558708.xls
Saudi Energy | SEC RFP-C001558708 | 905679968 | 3470 905679968 SPRING,COMP,STL,12.5 MM I... | 3470 905679968 SPRING,COMP,STL,12.5 MM ID X 18.8 MM OD | 4 | ALLRFPs\Saudi Energy\SEC RFP-C001558708\downloaded-rfp\SEC RFP-C001558708.xls
Saudi Energy | SEC RFP-C001558708 | 905679969 | 3480 905679969 SPRING,COMP,STL,31.5 MM I... | 3480 905679969 SPRING,COMP,STL,31.5 MM ID X 36.5 MM OD | 8 | ALLRFPs\Saudi Energy\SEC RFP-C001558708\downloaded-rfp\SEC RFP-C001558708.xls
Saudi Energy | SEC RFP-C001558708 | 905679973 | 3490 905679973 STUD,TURB,STL,25 MM DIA,3... | 3490 905679973 STUD,TURB,STL,25 MM DIA,3 MM,100MM LG,#T | 32 | ALLRFPs\Saudi Energy\SEC RFP-C001558708\downloaded-rfp\SEC RFP-C001558708.xls
Saudi Energy | SEC RFP-C001558708 | 905679974 | 3500 905679974 ORIFICE,VLV,STL,10 MM DIA... | 3500 905679974 ORIFICE,VLV,STL,10 MM DIA X 10 MM LG,#HT | 4 | ALLRFPs\Saudi Energy\SEC RFP-C001558708\downloaded-rfp\SEC RFP-C001558708.xls
Saudi Energy | SEC RFP-C001558708 | 905680815 | 3510 905680815 NUT,HEX,#HTGD336972P0001 | 3510 905680815 NUT,HEX,#HTGD336972P0001 | 16 | ALLRFPs\Saudi Energy\SEC RFP-C001558708\downloaded-rfp\SEC RFP-C001558708.xls
Saudi Energy | SEC RFP-C001558708 | 905680948 | 3520 905680948 RING,LOCKING,SSTL,IEC | 3520 905680948 RING,LOCKING,SSTL,IEC | 64 | ALLRFPs\Saudi Energy\SEC RFP-C001558708\downloaded-rfp\SEC RFP-C001558708.xls
Saudi Energy | SEC RFP-C001558708 | 905680949 | 3530 905680949 SLEEVE,EXPANSION,COUPLING... | 3530 905680949 SLEEVE,EXPANSION,COUPLING, SHAFT,STEAM T | 32 | ALLRFPs\Saudi Energy\SEC RFP-C001558708\downloaded-rfp\SEC RFP-C001558708.xls
Saudi Energy | SEC RFP-C001558708 | 905681053 | 3540 905681053 STUD,DBL ENDED,70 MM DIA-... | 3540 905681053 STUD,DBL ENDED,70 MM DIA-B,6MM THD-A,#HT | 4 | ALLRFPs\Saudi Energy\SEC RFP-C001558708\downloaded-rfp\SEC RFP-C001558708.xls
Saudi Energy | SEC RFP-C001558708 | 905680758 | 3550 905680758 PISTON,CONVERTER,10 MM DI... | 3550 905680758 PISTON,CONVERTER,10 MM DIA X 68 MM LG,ST | 2 | ALLRFPs\Saudi Energy\SEC RFP-C001558708\downloaded-rfp\SEC RFP-C001558708.xls
Saudi Energy | SEC RFP-C001558708 | 905680759 | 3560 905680759 VALVE,CHECK,NON-RETURN,1/... | 3560 905680759 VALVE,CHECK,NON-RETURN,1/2 IN,MNPT CONN | 2 | ALLRFPs\Saudi Energy\SEC RFP-C001558708\downloaded-rfp\SEC RFP-C001558708.xls
Saudi Energy | SEC RFP-C001558708 | 905680763 | 3570 905680763 SPRING,COMP,STL,53 MM,145... | 3570 905680763 SPRING,COMP,STL,53 MM,145 MM LG,#HTGD481 | 2 | ALLRFPs\Saudi Energy\SEC RFP-C001558708\downloaded-rfp\SEC RFP-C001558708.xls
Saudi Energy | SEC RFP-C001558708 | 905680764 | 3580 905680764 SPRING,COMP,STL,73MM,95 M... | 3580 905680764 SPRING,COMP,STL,73MM,95 MM LG,#HTGD48105 | 2 | ALLRFPs\Saudi Energy\SEC RFP-C001558708\downloaded-rfp\SEC RFP-C001558708.xls
Saudi Energy | SEC RFP-C001558708 | 905680765 | 3590 905680765 SPRING,COMP,STL,12.5 MM,4... | 3590 905680765 SPRING,COMP,STL,12.5 MM,40MM LG,#NB43444 | 2 | ALLRFPs\Saudi Energy\SEC RFP-C001558708\downloaded-rfp\SEC RFP-C001558708.xls
Saudi Energy | SEC RFP-C001558708 | 901122258 | 3600 901122258 SPRING,VALVE,VLV,#NB43444... | 3600 901122258 SPRING,VALVE,VLV,#NB434440P4969 | 4 | ALLRFPs\Saudi Energy\SEC RFP-C001558708\downloaded-rfp\SEC RFP-C001558708.xls
Saudi Energy | SEC RFP-C001558708 | 905679989 | 3610 905679989 RING,SLIDE,280 MM ID X 28... | 3610 905679989 RING,SLIDE,280 MM ID X 286 MM OD X 5 MM | 4 | ALLRFPs\Saudi Energy\SEC RFP-C001558708\downloaded-rfp\SEC RFP-C001558708.xls
Saudi Energy | SEC RFP-C001558708 | 905680683 | 3620 905680683 RING,SUPPORTING,80 MM ID ... | 3620 905680683 RING,SUPPORTING,80 MM ID X 135.5 MM OD X | 4 | ALLRFPs\Saudi Energy\SEC RFP-C001558708\downloaded-rfp\SEC RFP-C001558708.xls
Saudi Energy | SEC RFP-C001558708 | 905680684 | 3630 905680684 STUD,DBL ENDED,ST460TS,50... | 3630 905680684 STUD,DBL ENDED,ST460TS,50 MM DIA-B,#TGD2 | 8 | ALLRFPs\Saudi Energy\SEC RFP-C001558708\downloaded-rfp\SEC RFP-C001558708.xls
Saudi Energy | SEC RFP-C001558708 | 905680756 | 3640 905680756 RING,SEALING,31.3 MM ID X... | 3640 905680756 RING,SEALING,31.3 MM ID X 41 MM OD X 6 M | 2 | ALLRFPs\Saudi Energy\SEC RFP-C001558708\downloaded-rfp\SEC RFP-C001558708.xls
Saudi Energy | SEC RFP-C001558708 | 905681323 | 3650 905681323 GASKET,GENERATOR,ROUND,RO... | 3650 905681323 GASKET,GENERATOR,ROUND,ROUND,60 MM ID X | 4 | ALLRFPs\Saudi Energy\SEC RFP-C001558708\downloaded-rfp\SEC RFP-C001558708.xls
Saudi Energy | SEC RFP-C001558708 | 905681364 | 3660 905681364 HARDENER:RESIN,5 KG CAN,J... | 3660 905681364 HARDENER:RESIN,5 KG CAN,JSA JIS K 7239 | 12 | ALLRFPs\Saudi Energy\SEC RFP-C001558708\downloaded-rfp\SEC RFP-C001558708.xls
Saudi Energy | SEC RFP-C001558708 | 905681389 | 3670 905681389 BASKET,STRAINER,STL,#GME9... | 3670 905681389 BASKET,STRAINER,STL,#GME9787262P0002 | 2 | ALLRFPs\Saudi Energy\SEC RFP-C001558708\downloaded-rfp\SEC RFP-C001558708.xls
Saudi Energy | SEC RFP-C001558708 | 905681430 | 3680 905681430 DESICCANT:DRYING,SILICA G... | 3680 905681430 DESICCANT:DRYING,SILICA GEL,10 KG TIN,MI | 9 | ALLRFPs\Saudi Energy\SEC RFP-C001558708\downloaded-rfp\SEC RFP-C001558708.xls
Saudi Energy | SEC RFP-C001558708 | 905680814 | 3690 905680814 SLEEVE,EXPANSION, STEAM T... | 3690 905680814 SLEEVE,EXPANSION, STEAM TURBINE | 32 | ALLRFPs\Saudi Energy\SEC RFP-C001558708\downloaded-rfp\SEC RFP-C001558708.xls
Saudi Energy | SEC RFP-C001558708 | 905685034 | 3700 905685034 SCREW,CAP,STL,HEX HD,#NB3... | 3700 905685034 SCREW,CAP,STL,HEX HD,#NB312431P0575 | 16 | ALLRFPs\Saudi Energy\SEC RFP-C001558708\downloaded-rfp\SEC RFP-C001558708.xls
Saudi Energy | SEC RFP-C001558708 | 905685055 | 3710 905685055 SPRING,COMP,STL,#NB338750... | 3710 905685055 SPRING,COMP,STL,#NB338750P0475 | 4 | ALLRFPs\Saudi Energy\SEC RFP-C001558708\downloaded-rfp\SEC RFP-C001558708.xls
Saudi Energy | SEC RFP-C001558708 | 905685057 | 3720 905685057 NUT,HEX,STL,#HTGD339573P0... | 3720 905685057 NUT,HEX,STL,#HTGD339573P0001 | 16 | ALLRFPs\Saudi Energy\SEC RFP-C001558708\downloaded-rfp\SEC RFP-C001558708.xls
Saudi Energy | SEC RFP-C001558708 | 905686309 | 3730 905686309 SEGMENT,SEGMENT FOR AXIAL... | 3730 905686309 SEGMENT,SEGMENT FOR AXIAL LOCK,STEAM TUR | 64 | ALLRFPs\Saudi Energy\SEC RFP-C001558708\downloaded-rfp\SEC RFP-C001558708.xls
Saudi Energy | SEC RFP-C001558708 | 905686323 | 3740 905686323 SEGMENT,AXIAL LOCKING SEG... | 3740 905686323 SEGMENT,AXIAL LOCKING SEGMENT,FULL SIZE, | 16 | ALLRFPs\Saudi Energy\SEC RFP-C001558708\downloaded-rfp\SEC RFP-C001558708.xls
Saudi Energy | SEC RFP-C001558708 | 905686753 | 3750 905686753 SEGMENT,SEGEMNT,FULL,STL,... | 3750 905686753 SEGMENT,SEGEMNT,FULL,STL,DS DS/EN ISO 87 | 4 | ALLRFPs\Saudi Energy\SEC RFP-C001558708\downloaded-rfp\SEC RFP-C001558708.xls
Saudi Energy | SEC RFP-C001558708 | 905686754 | 3760 905686754 SPRING,COMP,STL,FULL,FULL... | 3760 905686754 SPRING,COMP,STL,FULL,FULL LG,#209N688P12 | 848 | ALLRFPs\Saudi Energy\SEC RFP-C001558708\downloaded-rfp\SEC RFP-C001558708.xls
Saudi Energy | SEC RFP-C001558708 | 905688469 | 3770 905688469 SLEEVE,CENTERING,TURBINE ... | 3770 905688469 SLEEVE,CENTERING,TURBINE CASING,STL | 4 | ALLRFPs\Saudi Energy\SEC RFP-C001558708\downloaded-rfp\SEC RFP-C001558708.xls
Saudi Energy | SEC RFP-C001558708 | 905688470 | 3780 905688470 SCREW,CAP,STL,12MM DIA,1.... | 3780 905688470 SCREW,CAP,STL,12MM DIA,1.75 MM,120MM LG | 12 | ALLRFPs\Saudi Energy\SEC RFP-C001558708\downloaded-rfp\SEC RFP-C001558708.xls
Saudi Energy | SEC RFP-C001558708 | 905689832 | 3790 905689832 LOCK:EQUIPMENT,ROTARY AIR... | 3790 905689832 LOCK:EQUIPMENT,ROTARY AIR,STL,ANSI | 80 | ALLRFPs\Saudi Energy\SEC RFP-C001558708\downloaded-rfp\SEC RFP-C001558708.xls
Saudi Energy | SEC RFP-C001558708 | 905689833 | 3800 905689833 LOCK:EQUIPMENT,TURBINE,ST... | 3800 905689833 LOCK:EQUIPMENT,TURBINE,STL,ANSI | 80 | ALLRFPs\Saudi Energy\SEC RFP-C001558708\downloaded-rfp\SEC RFP-C001558708.xls
Saudi Energy | SEC RFP-C001558708 | 905868710 | 3810 905868710 NUT,HEX,STL,30MM DIA,3.5M... | 3810 905868710 NUT,HEX,STL,30MM DIA,3.5MM,24MM HT,#HZN4 | 96 | ALLRFPs\Saudi Energy\SEC RFP-C001558708\downloaded-rfp\SEC RFP-C001558708.xls
Saudi Energy | SEC RFP-C001558708 | 905897381 | 3820 905897381 GASKET,VALVE,ROUND,22 MM ... | 3820 905897381 GASKET,VALVE,ROUND,22 MM ID X 29 MM OD X | 4 | ALLRFPs\Saudi Energy\SEC RFP-C001558708\downloaded-rfp\SEC RFP-C001558708.xls
Saudi Energy | SEC RFP-C001558708 | 905897925 | 3830 905897925 O-RING,43.8 MM ID,54.48 M... | 3830 905897925 O-RING,43.8 MM ID,54.48 MM OD,5.34 MM WD | 2 | ALLRFPs\Saudi Energy\SEC RFP-C001558708\downloaded-rfp\SEC RFP-C001558708.xls
Saudi Energy | SEC RFP-C001558708 | 905913167 | 3840 905913167 RESIN:SYNTHETIC,ELECTRICA... | 3840 905913167 RESIN:SYNTHETIC,ELECTRICAL INSULATING | 32 | ALLRFPs\Saudi Energy\SEC RFP-C001558708\downloaded-rfp\SEC RFP-C001558708.xls
Saudi Energy | SEC RFP-C001558708 | 905913611 | 3850 905913611 SCREW,THUMB,STL,8 MM DIA,... | 3850 905913611 SCREW,THUMB,STL,8 MM DIA,16MM LG,1.25 MM | 24 | ALLRFPs\Saudi Energy\SEC RFP-C001558708\downloaded-rfp\SEC RFP-C001558708.xls
Saudi Energy | SEC RFP-C001558708 | 905913801 | 3860 905913801 SEGMENT,AXIAL SAFETY,FULL... | 3860 905913801 SEGMENT,AXIAL SAFETY,FULL,STL,DS DS/EN I | 4 | ALLRFPs\Saudi Energy\SEC RFP-C001558708\downloaded-rfp\SEC RFP-C001558708.xls
Saudi Energy | SEC RFP-C001558708 | 905914059 | 3870 905914059 SPRING SET,STL,12 MM DIA,... | 3870 905914059 SPRING SET,STL,12 MM DIA,12 PIECES,#HTGD | 24 | ALLRFPs\Saudi Energy\SEC RFP-C001558708\downloaded-rfp\SEC RFP-C001558708.xls
Saudi Energy | SEC RFP-C001558708 | 905914174 | 3880 905914174 STUD,TURB,STL,#HTGD229859... | 3880 905914174 STUD,TURB,STL,#HTGD229859P1046 | 16 | ALLRFPs\Saudi Energy\SEC RFP-C001558708\downloaded-rfp\SEC RFP-C001558708.xls
Saudi Energy | SEC RFP-C001558708 | 905914493 | 3890 905914493 TAPE:BANDING,42 MM WD X 4... | 3890 905914493 TAPE:BANDING,42 MM WD X 40 M LG X 0.1 MM | 4 | ALLRFPs\Saudi Energy\SEC RFP-C001558708\downloaded-rfp\SEC RFP-C001558708.xls
Saudi Energy | SEC RFP-C001558708 | 905919650 | 3900 905919650 BRUSH,PAINT,NATURAL BRISL... | 3900 905919650 BRUSH,PAINT,NATURAL BRISL,4MM BRISL,FLAT | 10 | ALLRFPs\Saudi Energy\SEC RFP-C001558708\downloaded-rfp\SEC RFP-C001558708.xls
Saudi Energy | SEC RFP-C001558708 | 905939753 | 3910 905939753 BOLT:COUPLING, | 3910 905939753 BOLT:COUPLING, | 8 | ALLRFPs\Saudi Energy\SEC RFP-C001558708\downloaded-rfp\SEC RFP-C001558708.xls
Saudi Energy | SEC RFP-C001558708 | 905939800 | 3920 905939800 GEAR,HEL,STL,50 MM BORE,4... | 3920 905939800 GEAR,HEL,STL,50 MM BORE,450 MM OD,68 TT | 1 | ALLRFPs\Saudi Energy\SEC RFP-C001558708\downloaded-rfp\SEC RFP-C001558708.xls
Saudi Energy | SEC RFP-C001558708 | 905941317 | 3930 905941317 NUT:INTERNAL WRENCHING,M5... | 3930 905941317 NUT:INTERNAL WRENCHING,M56 DIA,5.5 MM,ST | 8 | ALLRFPs\Saudi Energy\SEC RFP-C001558708\downloaded-rfp\SEC RFP-C001558708.xls
Saudi Energy | SEC RFP-C001558708 | 905943444 | 3940 905943444 SCREW,CAP,CHROME PLATED S... | 3940 905943444 SCREW,CAP,CHROME PLATED STL,16MM DIA,#VT | 16 | ALLRFPs\Saudi Energy\SEC RFP-C001558708\downloaded-rfp\SEC RFP-C001558708.xls
Saudi Energy | SEC RFP-C001558708 | 906504194 | 3950 906504194 SCREW,CAP,STL,10 MM DIA,1... | 3950 906504194 SCREW,CAP,STL,10 MM DIA,1.25 MM,25 MM LG | 8 | ALLRFPs\Saudi Energy\SEC RFP-C001558708\downloaded-rfp\SEC RFP-C001558708.xls
Saudi Energy | SEC RFP-C001558708 | 906504201 | 3960 906504201 THINNER,ACETONE-1,5 L/5 K... | 3960 906504201 THINNER,ACETONE-1,5 L/5 KG CAN | 30 | ALLRFPs\Saudi Energy\SEC RFP-C001558708\downloaded-rfp\SEC RFP-C001558708.xls
Saudi Energy | SEC RFP-C001558708 | 909204111 | 3970 909204111 PLATE,CONTROL VALVE ACTUA... | 3970 909204111 PLATE,CONTROL VALVE ACTUATOR,75MM DIA X | 4 | ALLRFPs\Saudi Energy\SEC RFP-C001558708\downloaded-rfp\SEC RFP-C001558708.xls
Saudi Energy | SEC RFP-C001558708 | 901121891 | 3980 901121891 BRUSH,ELEC,CONN,#WMN40019... | 3980 901121891 BRUSH,ELEC,CONN,#WMN400199P0150 | 4 | ALLRFPs\Saudi Energy\SEC RFP-C001558708\downloaded-rfp\SEC RFP-C001558708.xls
Saudi Energy | SEC RFP-C001558708 | 901121892 | 3990 901121892 BRUSH,ELEC,CONN,#WMN40020... | 3990 901121892 BRUSH,ELEC,CONN,#WMN400202P0020 | 10 | ALLRFPs\Saudi Energy\SEC RFP-C001558708\downloaded-rfp\SEC RFP-C001558708.xls
Saudi Energy | SEC RFP-C001558708 | 901121919 | 4000 901121919 COMPOUND,SEALING,#HAQN400... | 4000 901121919 COMPOUND,SEALING,#HAQN400002P0001 | 2 | ALLRFPs\Saudi Energy\SEC RFP-C001558708\downloaded-rfp\SEC RFP-C001558708.xls
Saudi Energy | SEC RFP-C001558708 | 901122003 | 4010 901122003 INSULATION,ELECTRICAL: | 4010 901122003 INSULATION,ELECTRICAL: | 24 | ALLRFPs\Saudi Energy\SEC RFP-C001558708\downloaded-rfp\SEC RFP-C001558708.xls
Saudi Energy | SEC RFP-C001558708 | 901122004 | 4020 901122004 INSULATION,ELECTRICAL: | 4020 901122004 INSULATION,ELECTRICAL: | 36 | ALLRFPs\Saudi Energy\SEC RFP-C001558708\downloaded-rfp\SEC RFP-C001558708.xls
Saudi Energy | SEC RFP-C001558708 | 901122005 | 4030 901122005 INSULATION,ELECTRICAL: | 4030 901122005 INSULATION,ELECTRICAL: | 12 | ALLRFPs\Saudi Energy\SEC RFP-C001558708\downloaded-rfp\SEC RFP-C001558708.xls
Saudi Energy | SEC RFP-C001558708 | 901122006 | 4040 901122006 INSULATION,ELECTRICAL: | 4040 901122006 INSULATION,ELECTRICAL: | 36 | ALLRFPs\Saudi Energy\SEC RFP-C001558708\downloaded-rfp\SEC RFP-C001558708.xls
Saudi Energy | SEC RFP-C001558708 | 901122009 | 4050 901122009 INSULATION,ELECTRICAL: | 4050 901122009 INSULATION,ELECTRICAL: | 4 | ALLRFPs\Saudi Energy\SEC RFP-C001558708\downloaded-rfp\SEC RFP-C001558708.xls
Saudi Energy | SEC RFP-C001558708 | 901122010 | 4060 901122010 INSULATION,ELECTRICAL: | 4060 901122010 INSULATION,ELECTRICAL: | 8 | ALLRFPs\Saudi Energy\SEC RFP-C001558708\downloaded-rfp\SEC RFP-C001558708.xls
Saudi Energy | SEC RFP-C001558708 | 901122026 | 4070 901122026 MANDREL,BULK NOUN: | 4070 901122026 MANDREL,BULK NOUN: | 16 | ALLRFPs\Saudi Energy\SEC RFP-C001558708\downloaded-rfp\SEC RFP-C001558708.xls
Saudi Energy | SEC RFP-C001558708 | 901122027 | 4080 901122027 MANDREL,BULK NOUN: | 4080 901122027 MANDREL,BULK NOUN: | 16 | ALLRFPs\Saudi Energy\SEC RFP-C001558708\downloaded-rfp\SEC RFP-C001558708.xls
Saudi Energy | SEC RFP-C001558708 | 901122047 | 4090 901122047 O-RING,BULK NOUN: | 4090 901122047 O-RING,BULK NOUN: | 8 | ALLRFPs\Saudi Energy\SEC RFP-C001558708\downloaded-rfp\SEC RFP-C001558708.xls
Saudi Energy | SEC RFP-C001558708 | 901122055 | 4100 901122055 PIN,BULK NOUN: | 4100 901122055 PIN,BULK NOUN: | 8 | ALLRFPs\Saudi Energy\SEC RFP-C001558708\downloaded-rfp\SEC RFP-C001558708.xls
Saudi Energy | SEC RFP-C001558708 | 901122056 | 4110 901122056 PIN,BULK NOUN: | 4110 901122056 PIN,BULK NOUN: | 216 | ALLRFPs\Saudi Energy\SEC RFP-C001558708\downloaded-rfp\SEC RFP-C001558708.xls
Saudi Energy | SEC RFP-C001558708 | 901122066 | 4120 901122066 PIN,BULK NOUN: | 4120 901122066 PIN,BULK NOUN: | 16 | ALLRFPs\Saudi Energy\SEC RFP-C001558708\downloaded-rfp\SEC RFP-C001558708.xls
Saudi Energy | SEC RFP-C001558708 | 901122070 | 4130 901122070 PIN,BULK NOUN: | 4130 901122070 PIN,BULK NOUN: | 2 | ALLRFPs\Saudi Energy\SEC RFP-C001558708\downloaded-rfp\SEC RFP-C001558708.xls
Saudi Energy | SEC RFP-C001558708 | 901122071 | 4140 901122071 PIN,BULK NOUN: | 4140 901122071 PIN,BULK NOUN: | 8 | ALLRFPs\Saudi Energy\SEC RFP-C001558708\downloaded-rfp\SEC RFP-C001558708.xls
Saudi Energy | SEC RFP-C001558708 | 901122082 | 4150 901122082 PLATE,BULK NOUN: | 4150 901122082 PLATE,BULK NOUN: | 4 | ALLRFPs\Saudi Energy\SEC RFP-C001558708\downloaded-rfp\SEC RFP-C001558708.xls
Saudi Energy | SEC RFP-C001558708 | 901122090 | 4160 901122090 PLATE,BULK NOUN: | 4160 901122090 PLATE,BULK NOUN: | 8 | ALLRFPs\Saudi Energy\SEC RFP-C001558708\downloaded-rfp\SEC RFP-C001558708.xls
Saudi Energy | SEC RFP-C001558708 | 901122091 | 4170 901122091 PLATE,BULK NOUN: | 4170 901122091 PLATE,BULK NOUN: | 4 | ALLRFPs\Saudi Energy\SEC RFP-C001558708\downloaded-rfp\SEC RFP-C001558708.xls
Saudi Energy | SEC RFP-C001558708 | 901122092 | 4180 901122092 PLATE,BULK NOUN: | 4180 901122092 PLATE,BULK NOUN: | 4 | ALLRFPs\Saudi Energy\SEC RFP-C001558708\downloaded-rfp\SEC RFP-C001558708.xls
Saudi Energy | SEC RFP-C001558708 | 901122174 | 4190 901122174 ROD,BULK NOUN: | 4190 901122174 ROD,BULK NOUN: | 2 | ALLRFPs\Saudi Energy\SEC RFP-C001558708\downloaded-rfp\SEC RFP-C001558708.xls
Saudi Energy | SEC RFP-C001558708 | 901122175 | 4200 901122175 ROD,BULK NOUN: | 4200 901122175 ROD,BULK NOUN: | 2 | ALLRFPs\Saudi Energy\SEC RFP-C001558708\downloaded-rfp\SEC RFP-C001558708.xls
Saudi Energy | SEC RFP-C001558708 | 901122176 | 4210 901122176 ROD,BULK NOUN: | 4210 901122176 ROD,BULK NOUN: | 2 | ALLRFPs\Saudi Energy\SEC RFP-C001558708\downloaded-rfp\SEC RFP-C001558708.xls
Saudi Energy | SEC RFP-C001558708 | 901122177 | 4220 901122177 ROLLER,BULK NOUN: | 4220 901122177 ROLLER,BULK NOUN: | 2 | ALLRFPs\Saudi Energy\SEC RFP-C001558708\downloaded-rfp\SEC RFP-C001558708.xls
Saudi Energy | SEC RFP-C001558708 | 901122178 | 4230 901122178 ROLLER,BULK NOUN: | 4230 901122178 ROLLER,BULK NOUN: | 12 | ALLRFPs\Saudi Energy\SEC RFP-C001558708\downloaded-rfp\SEC RFP-C001558708.xls
Saudi Energy | SEC RFP-C001558708 | 901122242 | 4240 901122242 SPACER,BULK NOUN: | 4240 901122242 SPACER,BULK NOUN: | 8 | ALLRFPs\Saudi Energy\SEC RFP-C001558708\downloaded-rfp\SEC RFP-C001558708.xls
Saudi Energy | SEC RFP-C001558708 | 901122243 | 4250 901122243 SPACER,BULK NOUN: | 4250 901122243 SPACER,BULK NOUN: | 8 | ALLRFPs\Saudi Energy\SEC RFP-C001558708\downloaded-rfp\SEC RFP-C001558708.xls
Saudi Energy | SEC RFP-C001558708 | 901122244 | 4260 901122244 SPACER,BULK NOUN: | 4260 901122244 SPACER,BULK NOUN: | 8 | ALLRFPs\Saudi Energy\SEC RFP-C001558708\downloaded-rfp\SEC RFP-C001558708.xls
Saudi Energy | SEC RFP-C001558708 | 901122245 | 4270 901122245 SPACER,BULK NOUN: | 4270 901122245 SPACER,BULK NOUN: | 8 | ALLRFPs\Saudi Energy\SEC RFP-C001558708\downloaded-rfp\SEC RFP-C001558708.xls
Saudi Energy | SEC RFP-C001558708 | 901122251 | 4280 901122251 SPOUT,INSULATING: | 4280 901122251 SPOUT,INSULATING: | 4 | ALLRFPs\Saudi Energy\SEC RFP-C001558708\downloaded-rfp\SEC RFP-C001558708.xls
Saudi Energy | SEC RFP-C001558708 | 901122269 | 4290 901122269 STRIP,BULK NOUN: | 4290 901122269 STRIP,BULK NOUN: | 200 | ALLRFPs\Saudi Energy\SEC RFP-C001558708\downloaded-rfp\SEC RFP-C001558708.xls
Saudi Energy | SEC RFP-C001558708 | 901122270 | 4300 901122270 STRIP,BULK NOUN: | 4300 901122270 STRIP,BULK NOUN: | 200 | ALLRFPs\Saudi Energy\SEC RFP-C001558708\downloaded-rfp\SEC RFP-C001558708.xls
Saudi Energy | SEC RFP-C001558708 | 901122271 | 4310 901122271 STRIP,BULK NOUN: | 4310 901122271 STRIP,BULK NOUN: | 200 | ALLRFPs\Saudi Energy\SEC RFP-C001558708\downloaded-rfp\SEC RFP-C001558708.xls
Saudi Energy | SEC RFP-C001558708 | 901122272 | 4320 901122272 STRIP,BULK NOUN: | 4320 901122272 STRIP,BULK NOUN: | 500 | ALLRFPs\Saudi Energy\SEC RFP-C001558708\downloaded-rfp\SEC RFP-C001558708.xls
Saudi Energy | SEC RFP-C001558708 | 901122288 | 4330 901122288 TAPE,BANDING: | 4330 901122288 TAPE,BANDING: | 330 | ALLRFPs\Saudi Energy\SEC RFP-C001558708\downloaded-rfp\SEC RFP-C001558708.xls
Saudi Energy | SEC RFP-C001558708 | 901122290 | 4340 901122290 TAPE:BANDING, | 4340 901122290 TAPE:BANDING, | 700 | ALLRFPs\Saudi Energy\SEC RFP-C001558708\downloaded-rfp\SEC RFP-C001558708.xls
Saudi Energy | SEC RFP-C001558708 | 901122307 | 4350 901122307 TUBE:INSULATING, | 4350 901122307 TUBE:INSULATING, | 92 | ALLRFPs\Saudi Energy\SEC RFP-C001558708\downloaded-rfp\SEC RFP-C001558708.xls
Saudi Energy | SEC RFP-C001558708 | 901122308 | 4360 901122308 TUBE:INSULATING, | 4360 901122308 TUBE:INSULATING, | 20 | ALLRFPs\Saudi Energy\SEC RFP-C001558708\downloaded-rfp\SEC RFP-C001558708.xls
Saudi Energy | SEC RFP-C001558708 | 901122309 | 4370 901122309 TUBE:INSULATING, | 4370 901122309 TUBE:INSULATING, | 18 | ALLRFPs\Saudi Energy\SEC RFP-C001558708\downloaded-rfp\SEC RFP-C001558708.xls
Saudi Energy | SEC RFP-C001558708 | 901122310 | 4380 901122310 TUBE:INSULATING, | 4380 901122310 TUBE:INSULATING, | 8 | ALLRFPs\Saudi Energy\SEC RFP-C001558708\downloaded-rfp\SEC RFP-C001558708.xls
Saudi Energy | SEC RFP-C001558708 | 901122311 | 4390 901122311 TUBE:INSULATING, | 4390 901122311 TUBE:INSULATING, | 2 | ALLRFPs\Saudi Energy\SEC RFP-C001558708\downloaded-rfp\SEC RFP-C001558708.xls
Saudi Energy | SEC RFP-C001558708 | 901122348 | 4400 901122348 WEDGE, | 4400 901122348 WEDGE, | 108 | ALLRFPs\Saudi Energy\SEC RFP-C001558708\downloaded-rfp\SEC RFP-C001558708.xls
Saudi Energy | SEC RFP-C001558708 | 901122349 | 4410 901122349 WEDGE, | 4410 901122349 WEDGE, | 130 | ALLRFPs\Saudi Energy\SEC RFP-C001558708\downloaded-rfp\SEC RFP-C001558708.xls
Saudi Energy | SEC RFP-C001558708 | 901122350 | 4420 901122350 WEDGE, | 4420 901122350 WEDGE, | 172 | ALLRFPs\Saudi Energy\SEC RFP-C001558708\downloaded-rfp\SEC RFP-C001558708.xls
Saudi Energy | SEC RFP-C001558708 | 901122351 | 4430 901122351 WEDGE, | 4430 901122351 WEDGE, | 64 | ALLRFPs\Saudi Energy\SEC RFP-C001558708\downloaded-rfp\SEC RFP-C001558708.xls
Saudi Energy | SEC RFP-C001558708 | 901122352 | 4440 901122352 WEDGE, | 4440 901122352 WEDGE, | 64 | ALLRFPs\Saudi Energy\SEC RFP-C001558708\downloaded-rfp\SEC RFP-C001558708.xls
Saudi Energy | SEC RFP-C001558708 | 901122353 | 4450 901122353 WEDGE, | 4450 901122353 WEDGE, | 64 | ALLRFPs\Saudi Energy\SEC RFP-C001558708\downloaded-rfp\SEC RFP-C001558708.xls
Saudi Energy | SEC RFP-C001558708 | 901122354 | 4460 901122354 WEDGE, | 4460 901122354 WEDGE, | 108 | ALLRFPs\Saudi Energy\SEC RFP-C001558708\downloaded-rfp\SEC RFP-C001558708.xls
Saudi Energy | SEC RFP-C001558708 | 901122355 | 4470 901122355 WEDGE, | 4470 901122355 WEDGE, | 64 | ALLRFPs\Saudi Energy\SEC RFP-C001558708\downloaded-rfp\SEC RFP-C001558708.xls
Saudi Energy | SEC RFP-C001558708 | 901122356 | 4480 901122356 WEDGE, | 4480 901122356 WEDGE, | 64 | ALLRFPs\Saudi Energy\SEC RFP-C001558708\downloaded-rfp\SEC RFP-C001558708.xls
Saudi Energy | SEC RFP-C001558708 | 901122357 | 4490 901122357 WEDGE, | 4490 901122357 WEDGE, | 216 | ALLRFPs\Saudi Energy\SEC RFP-C001558708\downloaded-rfp\SEC RFP-C001558708.xls
Saudi Energy | SEC RFP-C001558708 | 901122359 | 4500 901122359 DELETED:USE,406000061,25 ... | 4500 901122359 DELETED:USE,406000061,25 JUN 2014 | 10 | ALLRFPs\Saudi Energy\SEC RFP-C001558708\downloaded-rfp\SEC RFP-C001558708.xls
Saudi Energy | SEC RFP-C001558708 | 406000061 | 4500 901122359 DELETED:USE,406000061,25 ... | 4500 901122359 DELETED:USE,406000061,25 JUN 2014 | 10 | ALLRFPs\Saudi Energy\SEC RFP-C001558708\downloaded-rfp\SEC RFP-C001558708.xls
Saudi Energy | SEC RFP-C001558708 | 901122360 | 4510 901122360 ADHESIVE:BONDING, | 4510 901122360 ADHESIVE:BONDING, | 6 | ALLRFPs\Saudi Energy\SEC RFP-C001558708\downloaded-rfp\SEC RFP-C001558708.xls
Saudi Energy | SEC RFP-C001558708 | 901122366 | 4520 901122366 MATERIAL, | 4520 901122366 MATERIAL, | 1 | ALLRFPs\Saudi Energy\SEC RFP-C001558708\downloaded-rfp\SEC RFP-C001558708.xls
Saudi Energy | SEC RFP-C001558708 | 901201460 | 4530 901201460 WASHER,LOCK,STL,M30,31 MM... | 4530 901201460 WASHER,LOCK,STL,M30,31 MM ID,3 MM TH,#NB | 92 | ALLRFPs\Saudi Energy\SEC RFP-C001558708\downloaded-rfp\SEC RFP-C001558708.xls
Saudi Energy | SEC RFP-C001558708 | 901409018 | 4540 901409018 RING, | 4540 901409018 RING, | 4 | ALLRFPs\Saudi Energy\SEC RFP-C001558708\downloaded-rfp\SEC RFP-C001558708.xls
Saudi Energy | SEC RFP-C001558708 | 901499133 | 4550 901499133 BUSHING,PIPE STRUT, GENER... | 4550 901499133 BUSHING,PIPE STRUT, GENERATOR,16 MM ID X | 48 | ALLRFPs\Saudi Energy\SEC RFP-C001558708\downloaded-rfp\SEC RFP-C001558708.xls
Saudi Energy | SEC RFP-C001558708 | 901499135 | 4560 901499135 PLATE,PIPE STRUT, GENERAT... | 4560 901499135 PLATE,PIPE STRUT, GENERATOR,65 MM WD X 1 | 24 | ALLRFPs\Saudi Energy\SEC RFP-C001558708\downloaded-rfp\SEC RFP-C001558708.xls
Saudi Energy | SEC RFP-C001558708 | 901499153 | 4570 901499153 WASHER:INSULATING,32 MM N... | 4570 901499153 WASHER:INSULATING,32 MM NOM,33 MM ID,56 | 18 | ALLRFPs\Saudi Energy\SEC RFP-C001558708\downloaded-rfp\SEC RFP-C001558708.xls
Saudi Energy | SEC RFP-C001558708 | 901499159 | 4580 901499159 WASHER:INSULATING,35 MM N... | 4580 901499159 WASHER:INSULATING,35 MM NOM,36 MM ID,66 | 10 | ALLRFPs\Saudi Energy\SEC RFP-C001558708\downloaded-rfp\SEC RFP-C001558708.xls
Saudi Energy | SEC RFP-C001558708 | 902010514 | 4590 902010514 ADHESIVE:THREADLOCKING,GR... | 4590 902010514 ADHESIVE:THREADLOCKING,GREEN LIQUID,HIGH | 2 | ALLRFPs\Saudi Energy\SEC RFP-C001558708\downloaded-rfp\SEC RFP-C001558708.xls
Saudi Energy | SEC RFP-C001558708 | 902020816 | 4600 902020816 KIT,GENERATOR,CORONA PROT... | 4600 902020816 KIT,GENERATOR,CORONA PROTECTION,LACQUER | 2 | ALLRFPs\Saudi Energy\SEC RFP-C001558708\downloaded-rfp\SEC RFP-C001558708.xls
Saudi Energy | SEC RFP-C001558708 | 902503520 | 4610 902503520 TAPE:MASKING,40 MM WD X 5... | 4610 902503520 TAPE:MASKING,40 MM WD X 55 M LG X 0.165 | 6 | ALLRFPs\Saudi Energy\SEC RFP-C001558708\downloaded-rfp\SEC RFP-C001558708.xls
Saudi Energy | SEC RFP-C001558708 | 902504020 | 4620 902504020 THINNER,UNIVERSAL-3,4 L C... | 4620 902504020 THINNER,UNIVERSAL-3,4 L CAN/5 L CAN/4 KG | 10 | ALLRFPs\Saudi Energy\SEC RFP-C001558708\downloaded-rfp\SEC RFP-C001558708.xls
Saudi Energy | SEC RFP-C001558708 | 905626060 | 4630 905626060 MATERIAL,GASKET,PACKING,N... | 4630 905626060 MATERIAL,GASKET,PACKING,NON ASBESTOS,100 | 2 | ALLRFPs\Saudi Energy\SEC RFP-C001558708\downloaded-rfp\SEC RFP-C001558708.xls
Saudi Energy | SEC RFP-C001558708 | 905681298 | 4640 905681298 TAPE,ELEC,PLST,#3M92 | 4640 905681298 TAPE,ELEC,PLST,#3M92 | 18 | ALLRFPs\Saudi Energy\SEC RFP-C001558708\downloaded-rfp\SEC RFP-C001558708.xls
Saudi Energy | SEC RFP-C001558708 | 905681324 | 4650 905681324 GASKET,SEALING,FLAT,ROUND... | 4650 905681324 GASKET,SEALING,FLAT,ROUND,90 MM ID X 142 | 8 | ALLRFPs\Saudi Energy\SEC RFP-C001558708\downloaded-rfp\SEC RFP-C001558708.xls
Saudi Energy | SEC RFP-C001558708 | 905869193 | 4660 905869193 TAPE:MASKING,20 MM WD X 3... | 4660 905869193 TAPE:MASKING,20 MM WD X 3 M LG,PAPER,WHI | 4 | ALLRFPs\Saudi Energy\SEC RFP-C001558708\downloaded-rfp\SEC RFP-C001558708.xls
Saudi Energy | SEC RFP-C001558708 | 906503020 | 4670 906503020 LUBRICANT:ANTI-FRICTION,P... | 4670 906503020 LUBRICANT:ANTI-FRICTION,PASTE,50 GM TUBE | 44 | ALLRFPs\Saudi Energy\SEC RFP-C001558708\downloaded-rfp\SEC RFP-C001558708.xls
Saudi Energy | SEC RFP-C001558708 | 900130185 | 4680 900130185 SEAT,BULK NOUN: | 4680 900130185 SEAT,BULK NOUN: | 4 | ALLRFPs\Saudi Energy\SEC RFP-C001558708\downloaded-rfp\SEC RFP-C001558708.xls
Saudi Energy | SEC RFP-C001558708 | 900130179 | 4690 900130179 SEAT,BULK NOUN: | 4690 900130179 SEAT,BULK NOUN: | 6 | ALLRFPs\Saudi Energy\SEC RFP-C001558708\downloaded-rfp\SEC RFP-C001558708.xls
Saudi Energy | SEC RFP-C001558708 | 900130180 | 4700 900130180 VALVE,SOLN,PS,COIL,PRTNG,... | 4700 900130180 VALVE,SOLN,PS,COIL,PRTNG,#304T4166G0001 | 4 | ALLRFPs\Saudi Energy\SEC RFP-C001558708\downloaded-rfp\SEC RFP-C001558708.xls
Saudi Energy | SEC RFP-C001558708 | 900130181 | 4710 900130181 STUD,PIN: | 4710 900130181 STUD,PIN: | 20 | ALLRFPs\Saudi Energy\SEC RFP-C001558708\downloaded-rfp\SEC RFP-C001558708.xls
Saudi Energy | SEC RFP-C001560378 - 6001560378 | 905652330 | 10 905652330 CABLE,ELEC,CU,XLPE,630SQM... | 10 905652330 CABLE,ELEC,CU,XLPE,630SQMM,1,#IKASXK3012 | 1,000 | ALLRFPs\Saudi Energy\SEC RFP-C001560378 - 6001560378\downloaded-rfp\SEC RFP-C001560378 - 6001560378.xls
Saudi Energy | SEC RFP-C001560382 | 902008769 | 10 902008769 CABLE:IGNITION,10 MM DIA ... | 10 902008769 CABLE:IGNITION,10 MM DIA X 8 M LG,RBR BR | 3 | ALLRFPs\Saudi Energy\SEC RFP-C001560382\downloaded-rfp\SEC RFP-C001560382.xls
Saudi Energy | SEC RFP-C001560382 | 902008785 | 20 902008785 CABLE:IGNITION,(6 MM X 8 ... | 20 902008785 CABLE:IGNITION,(6 MM X 8 MM X 13 MM) DIA | 3 | ALLRFPs\Saudi Energy\SEC RFP-C001560382\downloaded-rfp\SEC RFP-C001560382.xls
Saudi Energy | SEC RFP-C001560398 - 6001560398 | 901305249 | 10 901305249 WIRE:GROUNDING,CU,240 SQM... | 10 901305249 WIRE:GROUNDING,CU,240 SQMM,61,RIGHT,IEC | 500 | ALLRFPs\Saudi Energy\SEC RFP-C001560398 - 6001560398\downloaded-rfp\SEC RFP-C001560398 - 6001560398.xls
Saudi Energy | SEC RFP-C001561740 | 905896927 | 10 905896927 TRANSDUCER:SPEED,1.8 MM (... | 10 905896927 TRANSDUCER:SPEED,1.8 MM (70 MILS) PEAK T | 2 | ALLRFPs\Saudi Energy\SEC RFP-C001561740\downloaded-rfp\SEC RFP-C001561740.xls
Saudi Energy | SEC RFP-C001561740 | 902207608 | 20 902207608 COMPRESSOR,REFRIG,63500 B... | 20 902207608 COMPRESSOR,REFRIG,63500 BTU/H,#ZR81KCETF | 2 | ALLRFPs\Saudi Energy\SEC RFP-C001561740\downloaded-rfp\SEC RFP-C001561740.xls
Saudi Energy | SEC RFP-C001561740 | 902010344 | 30 902010344 PLATE,LOCK,LABYRINTH ASSE... | 30 902010344 PLATE,LOCK,LABYRINTH ASSEMBLY,GAS TURBIN | 16 | ALLRFPs\Saudi Energy\SEC RFP-C001561740\downloaded-rfp\SEC RFP-C001561740.xls
Saudi Energy | SEC RFP-C001561740 | 905868919 | 40 905868919 PLATE,LOCK,GAS TURBINE,8.... | 40 905868919 PLATE,LOCK,GAS TURBINE,8.4 MM ID X 18 MM | 40 | ALLRFPs\Saudi Energy\SEC RFP-C001561740\downloaded-rfp\SEC RFP-C001561740.xls
Saudi Energy | SEC RFP-C001561740 | 905868920 | 50 905868920 PLATE,LOCK,GAS TURBINE,10... | 50 905868920 PLATE,LOCK,GAS TURBINE,10.5 MM DIA X 20 | 8 | ALLRFPs\Saudi Energy\SEC RFP-C001561740\downloaded-rfp\SEC RFP-C001561740.xls
Saudi Energy | SEC RFP-C001561740 | 905942675 | 60 905942675 PIPE:METALLIC,(36.5 MM X ... | 60 905942675 PIPE:METALLIC,(36.5 MM X 42.5 MM) ID X ( | 2 | ALLRFPs\Saudi Energy\SEC RFP-C001561740\downloaded-rfp\SEC RFP-C001561740.xls
Saudi Energy | SEC RFP-C001561740 | 902020834 | 70 902020834 NOZZLE,FUEL INJECTOR, GAS... | 70 902020834 NOZZLE,FUEL INJECTOR, GAS TURBINE,16 MM | 6 | ALLRFPs\Saudi Energy\SEC RFP-C001561740\downloaded-rfp\SEC RFP-C001561740.xls
Saudi Energy | SEC RFP-C001561740 | 902502473 | 80 902502473 BUSHING,BLADE TIP SEALING... | 80 902502473 BUSHING,BLADE TIP SEALING SEGMENT,GAS TU | 40 | ALLRFPs\Saudi Energy\SEC RFP-C001561740\downloaded-rfp\SEC RFP-C001561740.xls
Saudi Energy | SEC RFP-C001561740 | 902000890 | 90 902000890 PIN,CYLINDER,ROTATING AND... | 90 902000890 PIN,CYLINDER,ROTATING AND GUIDE BLADING, | 1 | ALLRFPs\Saudi Energy\SEC RFP-C001561740\downloaded-rfp\SEC RFP-C001561740.xls
Saudi Energy | SEC RFP-C001561740 | 905898552 | 100 905898552 PIN,CYLINDER,HOT GAS CASI... | 100 905898552 PIN,CYLINDER,HOT GAS CASING,GAS TURBINE, | 12 | ALLRFPs\Saudi Energy\SEC RFP-C001561740\downloaded-rfp\SEC RFP-C001561740.xls
Saudi Energy | SEC RFP-C001561740 | 902001221 | 110 902001221 PIN,DOWEL,COMPRESSOR DIFF... | 110 902001221 PIN,DOWEL,COMPRESSOR DIFFUSER,GAS TURBIN | 24 | ALLRFPs\Saudi Energy\SEC RFP-C001561740\downloaded-rfp\SEC RFP-C001561740.xls
Saudi Energy | SEC RFP-C001561740 | 902020778 | 120 902020778 PIN,DOWEL,HOT GAS INNER C... | 120 902020778 PIN,DOWEL,HOT GAS INNER CASING,GAS TURBI | 24 | ALLRFPs\Saudi Energy\SEC RFP-C001561740\downloaded-rfp\SEC RFP-C001561740.xls
Saudi Energy | SEC RFP-C001561740 | 905926468 | 130 905926468 PIECE,BULK NOUN: | 130 905926468 PIECE,BULK NOUN: | 12 | ALLRFPs\Saudi Energy\SEC RFP-C001561740\downloaded-rfp\SEC RFP-C001561740.xls
Saudi Energy | SEC RFP-C001561740 | 905926379 | 140 905926379 PLATE,BULK NOUN: | 140 905926379 PLATE,BULK NOUN: | 40 | ALLRFPs\Saudi Energy\SEC RFP-C001561740\downloaded-rfp\SEC RFP-C001561740.xls
Saudi Energy | SEC RFP-C001561740 | 905926382 | 150 905926382 PLATE,BULK NOUN: | 150 905926382 PLATE,BULK NOUN: | 40 | ALLRFPs\Saudi Energy\SEC RFP-C001561740\downloaded-rfp\SEC RFP-C001561740.xls
Saudi Energy | SEC RFP-C001561740 | 905926441 | 160 905926441 PLATE,BULK NOUN: | 160 905926441 PLATE,BULK NOUN: | 27 | ALLRFPs\Saudi Energy\SEC RFP-C001561740\downloaded-rfp\SEC RFP-C001561740.xls
Saudi Energy | SEC RFP-C001561740 | 905868060 | 170 905868060 RING,SUPPORT,433 MM ID X ... | 170 905868060 RING,SUPPORT,433 MM ID X 495 MM OD X 150 | 2 | ALLRFPs\Saudi Energy\SEC RFP-C001561740\downloaded-rfp\SEC RFP-C001561740.xls
Saudi Energy | SEC RFP-C001561740 | 905869203 | 180 905869203 RING,OIL SCRAPER,40 MM ID... | 180 905869203 RING,OIL SCRAPER,40 MM ID X 56 MM OD X 7 | 4 | ALLRFPs\Saudi Energy\SEC RFP-C001561740\downloaded-rfp\SEC RFP-C001561740.xls
Saudi Energy | SEC RFP-C001561740 | 905870239 | 190 905870239 RING,WEAR,PUMP,122 MM ID ... | 190 905870239 RING,WEAR,PUMP,122 MM ID X 135 MM OD X 1 | 2 | ALLRFPs\Saudi Energy\SEC RFP-C001561740\downloaded-rfp\SEC RFP-C001561740.xls
Saudi Energy | SEC RFP-C001561740 | 905920622 | 200 905920622 ring,BULK NOUN: | 200 905920622 ring,BULK NOUN: | 1 | ALLRFPs\Saudi Energy\SEC RFP-C001561740\downloaded-rfp\SEC RFP-C001561740.xls
Saudi Energy | SEC RFP-C001561740 | 905868303 | 210 905868303 BUSHING,GUIDE, GAS TURBIN... | 210 905868303 BUSHING,GUIDE, GAS TURBINE,(30 MM X 53 M | 4 | ALLRFPs\Saudi Energy\SEC RFP-C001561740\downloaded-rfp\SEC RFP-C001561740.xls
Saudi Energy | SEC RFP-C001561740 | 902504082 | 220 902504082 STRIP,LOCK, GOVERNOR, GAS... | 220 902504082 STRIP,LOCK, GOVERNOR, GAS TURBINE GENERA | 39 | ALLRFPs\Saudi Energy\SEC RFP-C001561740\downloaded-rfp\SEC RFP-C001561740.xls
Saudi Energy | SEC RFP-C001561740 | 905868300 | 230 905868300 CLIP,SECURING,8.5 MM ID X... | 230 905868300 CLIP,SECURING,8.5 MM ID X 14 MM WD X 24 | 59 | ALLRFPs\Saudi Energy\SEC RFP-C001561740\downloaded-rfp\SEC RFP-C001561740.xls
Saudi Energy | SEC RFP-C001561740 | 901016603 | 240 901016603 BRACKET,SAFETY, HOT GAS C... | 240 901016603 BRACKET,SAFETY, HOT GAS CASING,(35 MM WD | 20 | ALLRFPs\Saudi Energy\SEC RFP-C001561740\downloaded-rfp\SEC RFP-C001561740.xls
Saudi Energy | SEC RFP-C001561740 | 905868714 | 250 905868714 NUT,HEX,STL,14MM DIA,1.5 ... | 250 905868714 NUT,HEX,STL,14MM DIA,1.5 MM,13 MM HT,#PO | 4 | ALLRFPs\Saudi Energy\SEC RFP-C001561740\downloaded-rfp\SEC RFP-C001561740.xls
Saudi Energy | SEC RFP-C001561740 | 905869036 | 260 905869036 BOLT:TENSION,30 MM DIA,3.... | 260 905869036 BOLT:TENSION,30 MM DIA,3.5 MM,115 MM LG, | 12 | ALLRFPs\Saudi Energy\SEC RFP-C001561740\downloaded-rfp\SEC RFP-C001561740.xls
Saudi Energy | SEC RFP-C001561740 | 905869991 | 270 905869991 KIT,TURBINE ROTOR ROW 4,G... | 270 905869991 KIT,TURBINE ROTOR ROW 4,GAS TURBINE 9D1, | 2 | ALLRFPs\Saudi Energy\SEC RFP-C001561740\downloaded-rfp\SEC RFP-C001561740.xls
Saudi Energy | SEC RFP-C001561740 | 902000476 | 280 902000476 STUD,TURB,STL,48 MM DIA,5... | 280 902000476 STUD,TURB,STL,48 MM DIA,5 MM,250 MM LG | 16 | ALLRFPs\Saudi Energy\SEC RFP-C001561740\downloaded-rfp\SEC RFP-C001561740.xls
Saudi Energy | SEC RFP-C001561740 | 905870330 | 290 905870330 STUD,DBL ENDED,24MM DIA-B... | 290 905870330 STUD,DBL ENDED,24MM DIA-B,3 MM THD-A,#TG | 60 | ALLRFPs\Saudi Energy\SEC RFP-C001561740\downloaded-rfp\SEC RFP-C001561740.xls
Saudi Energy | SEC RFP-C001561740 | 905941353 | 300 905941353 STUD,TURB,CHROME PLATED S... | 300 905941353 STUD,TURB,CHROME PLATED STL,42 MM DIA,#K | 16 | ALLRFPs\Saudi Energy\SEC RFP-C001561740\downloaded-rfp\SEC RFP-C001561740.xls
Saudi Energy | SEC RFP-C001561740 | 905941440 | 310 905941440 STUD,TURB,PLATED STL, 460... | 310 905941440 STUD,TURB,PLATED STL, 460 TS,20MM DIA,#T | 60 | ALLRFPs\Saudi Energy\SEC RFP-C001561740\downloaded-rfp\SEC RFP-C001561740.xls
Saudi Energy | SEC RFP-C001561740 | 905942616 | 320 905942616 STUD,DBL ENDED,42 MM DIA-... | 320 905942616 STUD,DBL ENDED,42 MM DIA-B,4.5 MM THD-A | 24 | ALLRFPs\Saudi Energy\SEC RFP-C001561740\downloaded-rfp\SEC RFP-C001561740.xls
Saudi Energy | SEC RFP-C001561740 | 902001102 | 330 902001102 WASHER,LOCK,STL,30MM,31 M... | 330 902001102 WASHER,LOCK,STL,30MM,31 MM ID,13 MM TH | 7 | ALLRFPs\Saudi Energy\SEC RFP-C001561740\downloaded-rfp\SEC RFP-C001561740.xls
Saudi Energy | SEC RFP-C001561740 | 902015168 | 340 902015168 WASHER,LOCK,STL,6MM,7 MM ... | 340 902015168 WASHER,LOCK,STL,6MM,7 MM ID,0.4MM TH,#NB | 20 | ALLRFPs\Saudi Energy\SEC RFP-C001561740\downloaded-rfp\SEC RFP-C001561740.xls
Saudi Energy | SEC RFP-C001561740 | 902506904 | 350 902506904 WASHER,LOCK,STL,20MM,24MM... | 350 902506904 WASHER,LOCK,STL,20MM,24MM ID,8 MM TH,#TG | 40 | ALLRFPs\Saudi Energy\SEC RFP-C001561740\downloaded-rfp\SEC RFP-C001561740.xls
Saudi Energy | SEC RFP-C001561740 | 905870256 | 360 905870256 SCREW,CAP,STL,16MM DIA,2 ... | 360 905870256 SCREW,CAP,STL,16MM DIA,2 MM,65 MM LG,#HT | 16 | ALLRFPs\Saudi Energy\SEC RFP-C001561740\downloaded-rfp\SEC RFP-C001561740.xls
Saudi Energy | SEC RFP-C001561740 | 905870308 | 370 905870308 SCREW,CAP,STL,20MM DIA,2.... | 370 905870308 SCREW,CAP,STL,20MM DIA,2.5 MM,65 MM LG | 16 | ALLRFPs\Saudi Energy\SEC RFP-C001561740\downloaded-rfp\SEC RFP-C001561740.xls
Saudi Energy | SEC RFP-C001561740 | 901016606 | 380 901016606 SEGMENT,SEALING ROW A,VAN... | 380 901016606 SEGMENT,SEALING ROW A,VANES CARRIER,GAS | 80 | ALLRFPs\Saudi Energy\SEC RFP-C001561740\downloaded-rfp\SEC RFP-C001561740.xls
Saudi Energy | SEC RFP-C001561740 | 901019024 | 390 901019024 SEGMENT,SEAL,ROW C,GAS TU... | 390 901019024 SEGMENT,SEAL,ROW C,GAS TURBINE,11 MM WD | 80 | ALLRFPs\Saudi Energy\SEC RFP-C001561740\downloaded-rfp\SEC RFP-C001561740.xls
Saudi Energy | SEC RFP-C001561740 | 902503483 | 400 902503483 SEGMENT,END,COMPRESSOR DI... | 400 902503483 SEGMENT,END,COMPRESSOR DIFFUSER,GAS TURB | 4 | ALLRFPs\Saudi Energy\SEC RFP-C001561740\downloaded-rfp\SEC RFP-C001561740.xls
Saudi Energy | SEC RFP-C001561740 | 905927660 | 410 905927660 SHIELD,BULK NOUN: | 410 905927660 SHIELD,BULK NOUN: | 8 | ALLRFPs\Saudi Energy\SEC RFP-C001561740\downloaded-rfp\SEC RFP-C001561740.xls
Saudi Energy | SEC RFP-C001561740 | 905943597 | 420 905943597 SEGMENT,GAS TURBINE,569 M... | 420 905943597 SEGMENT,GAS TURBINE,569 MM,NICR23CO12MO | 18 | ALLRFPs\Saudi Energy\SEC RFP-C001561740\downloaded-rfp\SEC RFP-C001561740.xls
Saudi Energy | SEC RFP-C001563836 | 909107565 | 10 909107565 BEAM,STRCTRL,SSTL,100MM D... | 10 909107565 BEAM,STRCTRL,SSTL,100MM DP,12 MTS LG,#M1 | 36 | ALLRFPs\Saudi Energy\SEC RFP-C001563836\downloaded-rfp\SEC RFP-C001563836.xls
Saudi Energy | SEC RFP-C001564597 | 900205875 | 10 900205875 CABLE,FBROPT,SM,2.5 SQMM,... | 10 900205875 CABLE,FBROPT,SM,2.5 SQMM,8 FBR,PVC JKT | 4 | ALLRFPs\Saudi Energy\SEC RFP-C001564597\downloaded-rfp\SEC RFP-C001564597.xls
Saudi Energy | SEC RFP-C001575801 | 905705229 | 10 905705229 CHANNEL,STRCTRL,CSTL,#BPI... | 10 905705229 CHANNEL,STRCTRL,CSTL,#BPITMUD00122 | 200 | ALLRFPs\Saudi Energy\SEC RFP-C001575801\downloaded-rfp\SEC RFP-C001575801.xls
Saudi Energy | SEC RFP-C001575882 | 901013032 | 10 901013032 NUT:FLANGE,1-1/2 IN DIA,8... | 10 901013032 NUT:FLANGE,1-1/2 IN DIA,8 TPI,STL,CEN EN | 100 | ALLRFPs\Saudi Energy\SEC RFP-C001575882\downloaded-rfp\SEC RFP-C001575882.xls
Saudi Energy | SEC RFP-C001575882 | 901013042 | 20 901013042 SCREW,CAP,ASTL QUENCHED A... | 20 901013042 SCREW,CAP,ASTL QUENCHED AND TEMPERED,#18 | 100 | ALLRFPs\Saudi Energy\SEC RFP-C001575882\downloaded-rfp\SEC RFP-C001575882.xls
Saudi Energy | SEC RFP-C001575882 | 901019092 | 30 901019092 O-RING,328 MM ID,332.8 MM... | 30 901019092 O-RING,328 MM ID,332.8 MM OD,2.4 MM WD,R | 50 | ALLRFPs\Saudi Energy\SEC RFP-C001575882\downloaded-rfp\SEC RFP-C001575882.xls
Saudi Energy | SEC RFP-C001575882 | 902001197 | 40 902001197 NUT,HEX,STL,5/8 IN DIA,11... | 40 902001197 NUT,HEX,STL,5/8 IN DIA,11 TPI UNC,#N203P | 160 | ALLRFPs\Saudi Energy\SEC RFP-C001575882\downloaded-rfp\SEC RFP-C001575882.xls
Saudi Energy | SEC RFP-C001575882 | 902004025 | 50 902004025 BEARING:PLAIN,SPLIT,JOURN... | 50 902004025 BEARING:PLAIN,SPLIT,JOURNAL AND THRUST,4 | 30 | ALLRFPs\Saudi Energy\SEC RFP-C001575882\downloaded-rfp\SEC RFP-C001575882.xls
Saudi Energy | SEC RFP-C001575882 | 902004044 | 60 902004044 BEARING:PLAIN,THRUST,SEGM... | 60 902004044 BEARING:PLAIN,THRUST,SEGMENTED,STL,ASTM | 8 | ALLRFPs\Saudi Energy\SEC RFP-C001575882\downloaded-rfp\SEC RFP-C001575882.xls
Saudi Energy | SEC RFP-C001575882 | 902004052 | 70 902004052 DEFLECTOR:FLUID,OIL,102 M... | 70 902004052 DEFLECTOR:FLUID,OIL,102 MM ID X 210 MM O | 8 | ALLRFPs\Saudi Energy\SEC RFP-C001575882\downloaded-rfp\SEC RFP-C001575882.xls
Saudi Energy | SEC RFP-C001575882 | 902008250 | 80 902008250 CABLE:IGNITION,1/2 IN DIA... | 80 902008250 CABLE:IGNITION,1/2 IN DIA X 16 FT,25 KV, | 4 | ALLRFPs\Saudi Energy\SEC RFP-C001575882\downloaded-rfp\SEC RFP-C001575882.xls
Saudi Energy | SEC RFP-C001575882 | 902010221 | 90 902010221 COUPLING,SHAFT,STL,1-1/8 ... | 90 902010221 COUPLING,SHAFT,STL,1-1/8 IN BORE,#307A95 | 12 | ALLRFPs\Saudi Energy\SEC RFP-C001575882\downloaded-rfp\SEC RFP-C001575882.xls
Saudi Energy | SEC RFP-C001575882 | 902012003 | 100 902012003 GASKET,COMBUSTION CHAMBER... | 100 902012003 GASKET,COMBUSTION CHAMBER,SPIRAL WOUND,R | 200 | ALLRFPs\Saudi Energy\SEC RFP-C001575882\downloaded-rfp\SEC RFP-C001575882.xls
Saudi Energy | SEC RFP-C001575882 | 905897049 | 110 905897049 SUPPORT,TRANSITION PIECE,... | 110 905897049 SUPPORT,TRANSITION PIECE,SSTL,170 MM WD | 40 | ALLRFPs\Saudi Energy\SEC RFP-C001575882\downloaded-rfp\SEC RFP-C001575882.xls
Saudi Energy | SEC RFP-C001575882 | 905897263 | 120 905897263 TUBE:CROSS-FIRE,51 MM ID ... | 120 905897263 TUBE:CROSS-FIRE,51 MM ID X (57 MM X 72 M | 50 | ALLRFPs\Saudi Energy\SEC RFP-C001575882\downloaded-rfp\SEC RFP-C001575882.xls
Saudi Energy | SEC RFP-C001575882 | 906010023 | 130 906010023 COMPOUND,SEALING,RED,#RTV... | 130 906010023 COMPOUND,SEALING,RED,#RTV106REDCART | 100 | ALLRFPs\Saudi Energy\SEC RFP-C001575882\downloaded-rfp\SEC RFP-C001575882.xls
Saudi Energy | SEC RFP-C001575888 | 905861160 | 10 905861160 FUSE,PWR,24 KV,0.315 A,FE... | 10 905861160 FUSE,PWR,24 KV,0.315 A,FE,#S095765 | 6 | ALLRFPs\Saudi Energy\SEC RFP-C001575888\downloaded-rfp\SEC RFP-C001575888.xls
Saudi Energy | SEC RFP-C001575888 | 902003113 | 20 902003113 FUSE:LOW VOLTAGE,2 A,250 ... | 20 902003113 FUSE:LOW VOLTAGE,2 A,250 VAC,50 KA,FERRU | 12 | ALLRFPs\Saudi Energy\SEC RFP-C001575888\downloaded-rfp\SEC RFP-C001575888.xls
Saudi Energy | SEC RFP-C001575888 | 905878360 | 30 905878360 FUSE:LOW VOLTAGE,60 A,600... | 30 905878360 FUSE:LOW VOLTAGE,60 A,600 V AC,SCREW CAP | 5 | ALLRFPs\Saudi Energy\SEC RFP-C001575888\downloaded-rfp\SEC RFP-C001575888.xls
Saudi Energy | SEC RFP-C001575888 | 905878364 | 40 905878364 FUSE:LOW VOLTAGE,1/2 A,25... | 40 905878364 FUSE:LOW VOLTAGE,1/2 A,250 VAC,FAST BLOW | 5 | ALLRFPs\Saudi Energy\SEC RFP-C001575888\downloaded-rfp\SEC RFP-C001575888.xls
Saudi Energy | SEC RFP-C001575888 | 905888746 | 50 905888746 FUSE:LOW VOLTAGE,2 A,550 ... | 50 905888746 FUSE:LOW VOLTAGE,2 A,550 VAC/250 VDC,80 | 7 | ALLRFPs\Saudi Energy\SEC RFP-C001575888\downloaded-rfp\SEC RFP-C001575888.xls
Saudi Energy | SEC RFP-C001575888 | 902006493 | 60 902006493 PUMP,CNTRFGL,250 GPM,1 ST... | 60 902006493 PUMP,CNTRFGL,250 GPM,1 STG,81 HD,#VCRE26 | 1 | ALLRFPs\Saudi Energy\SEC RFP-C001575888\downloaded-rfp\SEC RFP-C001575888.xls
Saudi Energy | SEC RFP-C001575888 | 905860746 | 70 905860746 PUMP,ROTARY,#01315011 | 70 905860746 PUMP,ROTARY,#01315011 | 1 | ALLRFPs\Saudi Energy\SEC RFP-C001575888\downloaded-rfp\SEC RFP-C001575888.xls
Saudi Energy | SEC RFP-C001575888 | 901400990 | 80 901400990 PUMP,CNTRFGL,55 CMH,1 STG... | 80 901400990 PUMP,CNTRFGL,55 CMH,1 STG,110 M HD,#6540 | 1 | ALLRFPs\Saudi Energy\SEC RFP-C001575888\downloaded-rfp\SEC RFP-C001575888.xls
Saudi Energy | SEC RFP-C001575888 | 905941064 | 90 905941064 PIN,TRANSISTION PIECE,GAS... | 90 905941064 PIN,TRANSISTION PIECE,GAS TURBINE,5/32 I | 28 | ALLRFPs\Saudi Energy\SEC RFP-C001575888\downloaded-rfp\SEC RFP-C001575888.xls
Saudi Energy | SEC RFP-C001575888 | 905698619 | 100 905698619 WASHER:INSULATING,* | 100 905698619 WASHER:INSULATING,* | 64 | ALLRFPs\Saudi Energy\SEC RFP-C001575888\downloaded-rfp\SEC RFP-C001575888.xls
Saudi Energy | SEC RFP-C001575888 | 905861067 | 110 905861067 CABLE:IGNITION,(2) 16 AWG... | 110 905861067 CABLE:IGNITION,(2) 16 AWG X 1 M AND 950 | 4 | ALLRFPs\Saudi Energy\SEC RFP-C001575888\downloaded-rfp\SEC RFP-C001575888.xls
Saudi Energy | SEC RFP-C001575888 | 901019331 | 120 901019331 SHAFT,GEAR, HELICAL,280 M... | 120 901019331 SHAFT,GEAR, HELICAL,280 MM LG,STL | 1 | ALLRFPs\Saudi Energy\SEC RFP-C001575888\downloaded-rfp\SEC RFP-C001575888.xls
Saudi Energy | SEC RFP-C001575888 | 905861030 | 130 905861030 BRUSH,ELEC,TURNING GEAR M... | 130 905861030 BRUSH,ELEC,TURNING GEAR MOTOR,CRBN,#1609 | 4 | ALLRFPs\Saudi Energy\SEC RFP-C001575888\downloaded-rfp\SEC RFP-C001575888.xls
Saudi Energy | SEC RFP-C001575888 | 905926450 | 140 905926450 GAUGE,BALL: | 140 905926450 GAUGE,BALL: | 5 | ALLRFPs\Saudi Energy\SEC RFP-C001575888\downloaded-rfp\SEC RFP-C001575888.xls
Saudi Energy | SEC RFP-C001575888 | 905887132 | 150 905887132 GLASS,SIGHT,OIL CIRCUIT B... | 150 905887132 GLASS,SIGHT,OIL CIRCUIT BREAKER,7 MM ID | 7 | ALLRFPs\Saudi Energy\SEC RFP-C001575888\downloaded-rfp\SEC RFP-C001575888.xls
Saudi Energy | SEC RFP-C001575888 | 905887451 | 160 905887451 PLATE,OIL BAFFLE,TURBOCHA... | 160 905887451 PLATE,OIL BAFFLE,TURBOCHARGER,DIESEL ENG | 5 | ALLRFPs\Saudi Energy\SEC RFP-C001575888\downloaded-rfp\SEC RFP-C001575888.xls
Saudi Energy | SEC RFP-C001575888 | 905920507 | 170 905920507 PULLEY,V-BELT,54 MM,160 M... | 170 905920507 PULLEY,V-BELT,54 MM,160 MM OD,ABS,#3BQ60 | 3 | ALLRFPs\Saudi Energy\SEC RFP-C001575888\downloaded-rfp\SEC RFP-C001575888.xls
Saudi Energy | SEC RFP-C001577913 | 905883221 | 10 905883221 SHOE,SEPERATOR,CLUTCH,28 ... | 10 905883221 SHOE,SEPERATOR,CLUTCH,28 MM WD X 70 MM L | 7 | ALLRFPs\Saudi Energy\SEC RFP-C001577913\downloaded-rfp\SEC RFP-C001577913.xls
Saudi Energy | SEC RFP-C001577913 | 902500144 | 20 902500144 CONTACTOR:RELAY,600 VAC L... | 20 902500144 CONTACTOR:RELAY,600 VAC LINE,24 V DC COI | 3 | ALLRFPs\Saudi Energy\SEC RFP-C001577913\downloaded-rfp\SEC RFP-C001577913.xls
Saudi Energy | SEC RFP-C001577913 | 902465099 | 30 902465099 BRUSH,ELEC,GENERATOR, GAS... | 30 902465099 BRUSH,ELEC,GENERATOR, GAS TURBINE,CRBN | 10 | ALLRFPs\Saudi Energy\SEC RFP-C001577913\downloaded-rfp\SEC RFP-C001577913.xls
Saudi Energy | SEC RFP-C001577913 | 902468033 | 40 902468033 TFMR,CUR,13.8KV,300 : 1 A... | 40 902468033 TFMR,CUR,13.8KV,300 : 1 A AR,60HZ,5P20 | 3 | ALLRFPs\Saudi Energy\SEC RFP-C001577913\downloaded-rfp\SEC RFP-C001577913.xls
Saudi Energy | SEC RFP-C001577913 | 901205283 | 50 901205283 CABLE:IGNITION, | 50 901205283 CABLE:IGNITION, | 2 | ALLRFPs\Saudi Energy\SEC RFP-C001577913\downloaded-rfp\SEC RFP-C001577913.xls
Saudi Energy | SEC RFP-C001577913 | 905740617 | 60 905740617 CABLE:IGNITION,6 FT AND 4... | 60 905740617 CABLE:IGNITION,6 FT AND 4 IN,RBR BRAIDE | 2 | ALLRFPs\Saudi Energy\SEC RFP-C001577913\downloaded-rfp\SEC RFP-C001577913.xls
Saudi Energy | SEC RFP-C001577913 | 901329131 | 70 901329131 IGNITER,GAS TURBINE | 70 901329131 IGNITER,GAS TURBINE | 2 | ALLRFPs\Saudi Energy\SEC RFP-C001577913\downloaded-rfp\SEC RFP-C001577913.xls
Saudi Energy | SEC RFP-C001577979 | 902008462 | 10 902008462 CABLE:INSTRUMENTATION,PRO... | 10 902008462 CABLE:INSTRUMENTATION,PROXIMITY TRANSDUC | 8 | ALLRFPs\Saudi Energy\SEC RFP-C001577979\downloaded-rfp\SEC RFP-C001577979.xls
Saudi Energy | SEC RFP-C001577979 | 901217875 | 20 901217875 SEGMENT,BULK NOUN:SSTL (C... | 20 901217875 SEGMENT,BULK NOUN:SSTL (C45 N),JED SOUHT | 8 | ALLRFPs\Saudi Energy\SEC RFP-C001577979\downloaded-rfp\SEC RFP-C001577979.xls
Saudi Energy | SEC RFP-C001577979 | 905531295 | 30 905531295 SLEEVE,JOINT,165 MM ID X ... | 30 905531295 SLEEVE,JOINT,165 MM ID X 190 MM OD X 3O | 4 | ALLRFPs\Saudi Energy\SEC RFP-C001577979\downloaded-rfp\SEC RFP-C001577979.xls
Saudi Energy | SEC RFP-C001577979 | 901212584 | 40 901212584 CABLE:IGNITION,5 M PER SE... | 40 901212584 CABLE:IGNITION,5 M PER SET,2 PERCENTAGE | 14 | ALLRFPs\Saudi Energy\SEC RFP-C001577979\downloaded-rfp\SEC RFP-C001577979.xls
Saudi Energy | SEC RFP-C001577979 | 901302782 | 50 901302782 SWITCH,LMT,#EA70050100 | 50 901302782 SWITCH,LMT,#EA70050100 | 10 | ALLRFPs\Saudi Energy\SEC RFP-C001577979\downloaded-rfp\SEC RFP-C001577979.xls
Saudi Energy | SEC RFP-C001578534 - 6001578534 | 904206583 | 10 904206583 CABLE,ELEC,CU,XLPE,500SQM... | 10 904206583 CABLE,ELEC,CU,XLPE,500SQMM,1,#HC3YNA1500 | 1,000 | ALLRFPs\Saudi Energy\SEC RFP-C001578534 - 6001578534\downloaded-rfp\SEC RFP-C001578534 - 6001578534.xls
Saudi Energy | SEC RFP-C001582094 - 6001582094 | 904206588 | 10 904206588 CABLE,ELEC,CU,XLPE,630/95... | 10 904206588 CABLE,ELEC,CU,XLPE,630/95 SQMM,1,#110K63 | 1,500 | ALLRFPs\Saudi Energy\SEC RFP-C001582094 - 6001582094\downloaded-rfp\SEC RFP-C001582094 - 6001582094.xls
Saudi Energy | SEC RFP-C001582094 - 6001582094 | 904206912 | 20 904206912 CABLE,ELEC,CU,XLPE,630SQM... | 20 904206912 CABLE,ELEC,CU,XLPE,630SQMM,1,#XLPE630SQM | 1,000 | ALLRFPs\Saudi Energy\SEC RFP-C001582094 - 6001582094\downloaded-rfp\SEC RFP-C001582094 - 6001582094.xls
Saudi Energy | SEC RFP-C001582099 - 6001582099 | 904207212 | 10 904207212 CONDUCTOR:ELECTRICAL,AAAC... | 10 904207212 CONDUCTOR:ELECTRICAL,AAAC,500 SQMM,RIGHT | 3,000 | ALLRFPs\Saudi Energy\SEC RFP-C001582099 - 6001582099\downloaded-rfp\SEC RFP-C001582099 - 6001582099.xls
Saudi Energy | SEC RFP-C001583450 - 6001583450 | 903103128 | 10 903103128 CABLE,ELEC,CU,XLPE,630SQM... | 10 903103128 CABLE,ELEC,CU,XLPE,630SQMM,1,53 STRAND | 10,000 | ALLRFPs\Saudi Energy\SEC RFP-C001583450 - 6001583450\downloaded-rfp\SEC RFP-C001583450 - 6001583450.xls
Saudi Energy | SEC RFP-C001584648 | 902507429 | 10 902507429 DIVIDER,FLOW,160 GPM FR,2... | 10 902507429 DIVIDER,FLOW,160 GPM FR,25 MM PORT SIZE | 6 | ALLRFPs\Saudi Energy\SEC RFP-C001584648\downloaded-rfp\SEC RFP-C001584648.xls
Saudi Energy | SEC RFP-C001584648 | 905942707 | 20 905942707 COUPLING,SHAFT,STL,41 MM ... | 20 905942707 COUPLING,SHAFT,STL,41 MM BORE,#255A4273P | 1 | ALLRFPs\Saudi Energy\SEC RFP-C001584648\downloaded-rfp\SEC RFP-C001584648.xls
Saudi Energy | SEC RFP-C001584648 | 902008769 | 30 902008769 CABLE:IGNITION,10 MM DIA ... | 30 902008769 CABLE:IGNITION,10 MM DIA X 8 M LG,RBR BR | 3 | ALLRFPs\Saudi Energy\SEC RFP-C001584648\downloaded-rfp\SEC RFP-C001584648.xls
Saudi Energy | SEC RFP-C001584648 | 902003324 | 40 902003324 FUSE:LOW VOLTAGE,1-1/2 A,... | 40 902003324 FUSE:LOW VOLTAGE,1-1/2 A,250 VAC,FAST BL | 50 | ALLRFPs\Saudi Energy\SEC RFP-C001584648\downloaded-rfp\SEC RFP-C001584648.xls
Saudi Energy | SEC RFP-C001584648 | 905527839 | 50 905527839 POINTER:INSTRUMENT,101 MM... | 50 905527839 POINTER:INSTRUMENT,101 MM DIA,SILVER,STL | 1 | ALLRFPs\Saudi Energy\SEC RFP-C001584648\downloaded-rfp\SEC RFP-C001584648.xls
Saudi Energy | SEC RFP-C001584648 | 902501182 | 60 902501182 BOARD,PC,AMPL,#50106097 | 60 902501182 BOARD,PC,AMPL,#50106097 | 1 | ALLRFPs\Saudi Energy\SEC RFP-C001584648\downloaded-rfp\SEC RFP-C001584648.xls
Saudi Energy | SEC RFP-C001584648 | 905679215 | 70 905679215 WHEEL,FAN,EXHAUST FRAME,G... | 70 905679215 WHEEL,FAN,EXHAUST FRAME,GAS TURBINE,STL | 2 | ALLRFPs\Saudi Energy\SEC RFP-C001584648\downloaded-rfp\SEC RFP-C001584648.xls
Saudi Energy | SEC RFP-C001584648 | 902011508 | 80 902011508 BLOCK,CONTACT,SELECTOR SW... | 80 902011508 BLOCK,CONTACT,SELECTOR SWITCH,CONTROL OR | 8 | ALLRFPs\Saudi Energy\SEC RFP-C001584648\downloaded-rfp\SEC RFP-C001584648.xls
Saudi Energy | SEC RFP-C001584648 | 901201935 | 90 901201935 CONN,COMM,RS485,9 POS,BLK... | 90 901201935 CONN,COMM,RS485,9 POS,BLK,#6ES79720BA520 | 1 | ALLRFPs\Saudi Energy\SEC RFP-C001584648\downloaded-rfp\SEC RFP-C001584648.xls
Saudi Energy | SEC RFP-C001584648 | 902002188 | 100 902002188 BREAKER,CRCT,MC,600V,3 PO... | 100 902002188 BREAKER,CRCT,MC,600V,3 POLE,60 A,#SRPE60 | 2 | ALLRFPs\Saudi Energy\SEC RFP-C001584648\downloaded-rfp\SEC RFP-C001584648.xls
Saudi Energy | SEC RFP-C001584648 | 902008785 | 110 902008785 CABLE:IGNITION,(6 MM X 8 ... | 110 902008785 CABLE:IGNITION,(6 MM X 8 MM X 13 MM) DIA | 10 | ALLRFPs\Saudi Energy\SEC RFP-C001584648\downloaded-rfp\SEC RFP-C001584648.xls
Saudi Energy | SEC RFP-C001584648 | 902002587 | 120 902002587 RELAY,TIME DELAY,211 VA 1... | 120 902002587 RELAY,TIME DELAY,211 VA 120 VAC 10 A,#02 | 4 | ALLRFPs\Saudi Energy\SEC RFP-C001584648\downloaded-rfp\SEC RFP-C001584648.xls
Saudi Energy | SEC RFP-C001584648 | 901207864 | 130 901207864 METER:MULTIFUNCTION,KV, K... | 130 901207864 METER:MULTIFUNCTION,KV, KA, MW, MVAR, PF | 2 | ALLRFPs\Saudi Energy\SEC RFP-C001584648\downloaded-rfp\SEC RFP-C001584648.xls
Saudi Energy | SEC RFP-C001584648 | 905861492 | 140 905861492 CIRCUIT:CONTROL,RTD BRIDG... | 140 905861492 CIRCUIT:CONTROL,RTD BRIDGE | 4 | ALLRFPs\Saudi Energy\SEC RFP-C001584648\downloaded-rfp\SEC RFP-C001584648.xls
Saudi Energy | SEC RFP-C001585618 - 6001585618 | 905688445 | 10 905688445 CONDUCTOR:ELECTRICAL,ALUM... | 10 905688445 CONDUCTOR:ELECTRICAL,ALUMINUM ALLOY,500 | 8,000 | ALLRFPs\Saudi Energy\SEC RFP-C001585618 - 6001585618\downloaded-rfp\SEC RFP-C001585618 - 6001585618.xls
Saudi Energy | SEC RFP-C001585618 - 6001585618 | 905562237 | 20 905562237 CONDUCTOR:ELECTRICAL,AAAC... | 20 905562237 CONDUCTOR:ELECTRICAL,AAAC,300 SQMM,61 | 5,000 | ALLRFPs\Saudi Energy\SEC RFP-C001585618 - 6001585618\downloaded-rfp\SEC RFP-C001585618 - 6001585618.xls
Saudi Energy | SEC RFP-C001585618 - 6001585618 | 905562236 | 30 905562236 CONN,ELEC,SLV,TENSION,AA ... | 30 905562236 CONN,ELEC,SLV,TENSION,AA BODY,AL CNDCTR | 25 | ALLRFPs\Saudi Energy\SEC RFP-C001585618 - 6001585618\downloaded-rfp\SEC RFP-C001585618 - 6001585618.xls
Saudi Energy | SEC RFP-C001585618 - 6001585618 | 905684506 | 40 905684506 CONN,ELEC,SLV,TENSION,AA ... | 40 905684506 CONN,ELEC,SLV,TENSION,AA BODY,#JGKAAAC61 | 150 | ALLRFPs\Saudi Energy\SEC RFP-C001585618 - 6001585618\downloaded-rfp\SEC RFP-C001585618 - 6001585618.xls
Saudi Energy | SEC RFP-C001585640 - 6001585640 | 904205375 | 10 904205375 CONDUCTOR:ELECTRICAL,ALUM... | 10 904205375 CONDUCTOR:ELECTRICAL,ALUMINUM AND ALUMIN | 3,500 | ALLRFPs\Saudi Energy\SEC RFP-C001585640 - 6001585640\downloaded-rfp\SEC RFP-C001585640 - 6001585640.xls
Saudi Energy | SEC RFP-C001585674 - 6001585674 | 905562251 | 10 905562251 CONN,ELEC,SLV,TENSION,AA ... | 10 905562251 CONN,ELEC,SLV,TENSION,AA BODY | 50 | ALLRFPs\Saudi Energy\SEC RFP-C001585674 - 6001585674\downloaded-rfp\SEC RFP-C001585674 - 6001585674.xls
Saudi Energy | SEC RFP-C001585674 - 6001585674 | 903109823 | 20 903109823 CONDUCTOR:ELECTRICAL,AL,2... | 20 903109823 CONDUCTOR:ELECTRICAL,AL,27.72 MM,54,380 | 6,000 | ALLRFPs\Saudi Energy\SEC RFP-C001585674 - 6001585674\downloaded-rfp\SEC RFP-C001585674 - 6001585674.xls
Saudi Energy | SEC RFP-C001585674 - 6001585674 | 903384630 | 30 903384630 CONDUCTOR,ELECTRICAL:ACAR... | 30 903384630 CONDUCTOR,ELECTRICAL:ACAR/AW,ACAR,547.4 | 4,500 | ALLRFPs\Saudi Energy\SEC RFP-C001585674 - 6001585674\downloaded-rfp\SEC RFP-C001585674 - 6001585674.xls
Saudi Energy | SEC RFP-C001586862 - 6001586862 | 903106888 | 10 903106888 CABLE,ELEC,CU,XLPE,630 SQ... | 10 903106888 CABLE,ELEC,CU,XLPE,630 SQ.MM,1,#1CX630SQ | 2,000 | ALLRFPs\Saudi Energy\SEC RFP-C001586862 - 6001586862\downloaded-rfp\SEC RFP-C001586862 - 6001586862.xls
Saudi Energy | SEC RFP-C001586862 - 6001586862 | 904030084 | 20 904030084 CABLE,ELEC,CU,XLPE,630 SQ... | 20 904030084 CABLE,ELEC,CU,XLPE,630 SQ MM,1,#1X630SQM | 2,000 | ALLRFPs\Saudi Energy\SEC RFP-C001586862 - 6001586862\downloaded-rfp\SEC RFP-C001586862 - 6001586862.xls
Saudi Energy | SEC RFP-C001587504 | 902502628 | 10 902502628 COIL,ELEC,GENERATOR LOCK ... | 10 902502628 COIL,ELEC,GENERATOR LOCK OUT,125VDC,#366 | 4 | ALLRFPs\Saudi Energy\SEC RFP-C001587504\downloaded-rfp\SEC RFP-C001587504.xls
Saudi Energy | SEC RFP-C001587504 | 901300113 | 20 901300113 FUSE:LOW VOLTAGE,700 A,50... | 20 901300113 FUSE:LOW VOLTAGE,700 A,500 V AC,FAST ACT | 3 | ALLRFPs\Saudi Energy\SEC RFP-C001587504\downloaded-rfp\SEC RFP-C001587504.xls
Saudi Energy | SEC RFP-C001587504 | 905503485 | 30 905503485 REGULATOR,FLTR,PLASTIC/GL... | 30 905503485 REGULATOR,FLTR,PLASTIC/GLASS WOOL,#AW20F | 4 | ALLRFPs\Saudi Energy\SEC RFP-C001587504\downloaded-rfp\SEC RFP-C001587504.xls
Saudi Energy | SEC RFP-C001587504 | 905503529 | 40 905503529 CONN,ELEC,BUS BAR,#FB8001... | 40 905503529 CONN,ELEC,BUS BAR,#FB80018 | 72 | ALLRFPs\Saudi Energy\SEC RFP-C001587504\downloaded-rfp\SEC RFP-C001587504.xls
Saudi Energy | SEC RFP-C001587504 | 905941095 | 50 905941095 PLATE,INLET SEAL AND LOCK... | 50 905941095 PLATE,INLET SEAL AND LOCK,TURBINE BLADE, | 22 | ALLRFPs\Saudi Energy\SEC RFP-C001587504\downloaded-rfp\SEC RFP-C001587504.xls
Saudi Energy | SEC RFP-C001587504 | 905941268 | 60 905941268 WASHER,TAB,SSTL,3/8 IN (1... | 60 905941268 WASHER,TAB,SSTL,3/8 IN (10 MM),#237T0180 | 44 | ALLRFPs\Saudi Energy\SEC RFP-C001587504\downloaded-rfp\SEC RFP-C001587504.xls
Saudi Energy | SEC RFP-C001587504 | 902004672 | 70 902004672 BAFFLE:FLUID,AIR,61 MM WD... | 70 902004672 BAFFLE:FLUID,AIR,61 MM WD X 285 MM LG X | 2 | ALLRFPs\Saudi Energy\SEC RFP-C001587504\downloaded-rfp\SEC RFP-C001587504.xls
Saudi Energy | SEC RFP-C001587504 | 905900111 | 80 905900111 WASHER,TAB,STL,10 MM ID,1... | 80 905900111 WASHER,TAB,STL,10 MM ID,1 MM TH,#897C317 | 130 | ALLRFPs\Saudi Energy\SEC RFP-C001587504\downloaded-rfp\SEC RFP-C001587504.xls
Saudi Energy | SEC RFP-C001587504 | 905941252 | 90 905941252 SCREW:LOCKING,3/8 IN DIA,... | 90 905941252 SCREW:LOCKING,3/8 IN DIA,24 UNF,1-3/16 I | 22 | ALLRFPs\Saudi Energy\SEC RFP-C001587504\downloaded-rfp\SEC RFP-C001587504.xls
Saudi Energy | SEC RFP-C001587504 | 905941335 | 100 905941335 SCREW:LOCKING,3/8 IN DIA,... | 100 905941335 SCREW:LOCKING,3/8 IN DIA,24 UNF,1/2 IN L | 8 | ALLRFPs\Saudi Energy\SEC RFP-C001587504\downloaded-rfp\SEC RFP-C001587504.xls
Saudi Energy | SEC RFP-C001587504 | 902008135 | 110 902008135 CABLE:INSTRUMENTATION,BEA... | 110 902008135 CABLE:INSTRUMENTATION,BEARING VIBRATION | 4 | ALLRFPs\Saudi Energy\SEC RFP-C001587504\downloaded-rfp\SEC RFP-C001587504.xls
Saudi Energy | SEC RFP-C001587504 | 902506177 | 120 902506177 REGULATOR,FLTR,PLASTIC/GL... | 120 902506177 REGULATOR,FLTR,PLASTIC/GLASS,3/4 IN INSZ | 6 | ALLRFPs\Saudi Energy\SEC RFP-C001587504\downloaded-rfp\SEC RFP-C001587504.xls
Saudi Energy | SEC RFP-C001587504 | 901202241 | 130 901202241 PICK-UP:MAGNETIC,SPEED,7.... | 130 901202241 PICK-UP:MAGNETIC,SPEED,7.52 IN LG,IEC | 3 | ALLRFPs\Saudi Energy\SEC RFP-C001587504\downloaded-rfp\SEC RFP-C001587504.xls
Saudi Energy | SEC RFP-C001587504 | 902008188 | 140 902008188 PROXIMITOR,200MV/MIL,5 MM... | 140 902008188 PROXIMITOR,200MV/MIL,5 MM/8 MM PRBDIA,#3 | 2 | ALLRFPs\Saudi Energy\SEC RFP-C001587504\downloaded-rfp\SEC RFP-C001587504.xls
Saudi Energy | SEC RFP-C001587504 | 902501160 | 150 902501160 NUT,HEX,STL,5/8 IN DIA,14... | 150 902501160 NUT,HEX,STL,5/8 IN DIA,14 TPI,5/8 IN HT | 3 | ALLRFPs\Saudi Energy\SEC RFP-C001587504\downloaded-rfp\SEC RFP-C001587504.xls
Saudi Energy | SEC RFP-C001587504 | 905532609 | 160 905532609 DIAPHRAGM,AIR FILTER,46 M... | 160 905532609 DIAPHRAGM,AIR FILTER,46 MM ID X 115 MM O | 250 | ALLRFPs\Saudi Energy\SEC RFP-C001587504\downloaded-rfp\SEC RFP-C001587504.xls
Saudi Energy | SEC RFP-C001587504 | 905524437 | 170 905524437 NUT,LOCK,STL,5/8 IN DIA,1... | 170 905524437 NUT,LOCK,STL,5/8 IN DIA,11 UNC,#974A0953 | 40 | ALLRFPs\Saudi Energy\SEC RFP-C001587504\downloaded-rfp\SEC RFP-C001587504.xls
Saudi Energy | SEC RFP-C001587504 | 901109931 | 180 901109931 VALVE,SOLN,3/8 IN PS,20.6... | 180 901109931 VALVE,SOLN,3/8 IN PS,20.6 W 125 VDC,#HC8 | 2 | ALLRFPs\Saudi Energy\SEC RFP-C001587504\downloaded-rfp\SEC RFP-C001587504.xls
Saudi Energy | SEC RFP-C001587504 | 902005122 | 190 902005122 VALVE,CHECK,SPRING LOADED... | 190 902005122 VALVE,CHECK,SPRING LOADED,5/8 IN X 1 IN | 4 | ALLRFPs\Saudi Energy\SEC RFP-C001587504\downloaded-rfp\SEC RFP-C001587504.xls
Saudi Energy | SEC RFP-C001587504 | 905547488 | 200 905547488 VALVE,SOLN,1/2 IN PS,20.6... | 200 905547488 VALVE,SOLN,1/2 IN PS,20.6 W 125 VDC,#HC8 | 3 | ALLRFPs\Saudi Energy\SEC RFP-C001587504\downloaded-rfp\SEC RFP-C001587504.xls
Saudi Energy | SEC RFP-C001587504 | 905549240 | 210 905549240 SEAL,RING,90 MM ID X 121 ... | 210 905549240 SEAL,RING,90 MM ID X 121 MM OD X 9.0 MM | 5 | ALLRFPs\Saudi Energy\SEC RFP-C001587504\downloaded-rfp\SEC RFP-C001587504.xls
Saudi Energy | SEC RFP-C001587504 | 905916925 | 220 905916925 CABLE:IGNITION,1/2 IN DIA... | 220 905916925 CABLE:IGNITION,1/2 IN DIA X 10 FT LG,SAE | 1 | ALLRFPs\Saudi Energy\SEC RFP-C001587504\downloaded-rfp\SEC RFP-C001587504.xls
Saudi Energy | SEC RFP-C001587504 | 902000693 | 230 902000693 SCREW:PIN,1-1/4 IN DIA,12... | 230 902000693 SCREW:PIN,1-1/4 IN DIA,12 TPI,13/16 IN L | 6 | ALLRFPs\Saudi Energy\SEC RFP-C001587504\downloaded-rfp\SEC RFP-C001587504.xls
Saudi Energy | SEC RFP-C001587504 | 902016349 | 240 902016349 WASHER,LOCK,STL,3/4 IN (1... | 240 902016349 WASHER,LOCK,STL,3/4 IN (19.05 MM),#10H05 | 24 | ALLRFPs\Saudi Energy\SEC RFP-C001587504\downloaded-rfp\SEC RFP-C001587504.xls
Saudi Energy | SEC RFP-C001587504 | 905941400 | 250 905941400 WASHER,LOCK,SSTL,1/4 IN,#... | 250 905941400 WASHER,LOCK,SSTL,1/4 IN,#237T079001 | 336 | ALLRFPs\Saudi Energy\SEC RFP-C001587504\downloaded-rfp\SEC RFP-C001587504.xls
Saudi Energy | SEC RFP-C001587504 | 905942637 | 260 905942637 CLAMP,PIPE/CONDUIT,2-1/2 ... | 260 905942637 CLAMP,PIPE/CONDUIT,2-1/2 IN TO 3-3/8 IN | 112 | ALLRFPs\Saudi Energy\SEC RFP-C001587504\downloaded-rfp\SEC RFP-C001587504.xls
Saudi Energy | SEC RFP-C001587815 | 905772041 | 10 905772041 BALL,PUMP,40 MM,PTFE | 10 905772041 BALL,PUMP,40 MM,PTFE | 2 | ALLRFPs\Saudi Energy\SEC RFP-C001587815\downloaded-rfp\SEC RFP-C001587815.xls
Saudi Energy | SEC RFP-C001587815 | 909302550 | 20 909302550 PLATE,PORT,PUMP,(194 MM X... | 20 909302550 PLATE,PORT,PUMP,(194 MM X 862 MM) ID X ( | 1 | ALLRFPs\Saudi Energy\SEC RFP-C001587815\downloaded-rfp\SEC RFP-C001587815.xls
Saudi Energy | SEC RFP-C001587815 | 905832248 | 30 905832248 CONNECTOR:NON-ELECTRICAL, | 30 905832248 CONNECTOR:NON-ELECTRICAL, | 100 | ALLRFPs\Saudi Energy\SEC RFP-C001587815\downloaded-rfp\SEC RFP-C001587815.xls
Saudi Energy | SEC RFP-C001587815 | 905788326 | 40 905788326 TRANSDUCER:POSITION,ISA 3... | 40 905788326 TRANSDUCER:POSITION,ISA 37.12 | 3 | ALLRFPs\Saudi Energy\SEC RFP-C001587815\downloaded-rfp\SEC RFP-C001587815.xls
Saudi Energy | SEC RFP-C001587815 | 909107801 | 50 909107801 SENSOR,BULK NOUN:PLUG PG ... | 50 909107801 SENSOR,BULK NOUN:PLUG PG 13,5,PETP/POM,P | 3 | ALLRFPs\Saudi Energy\SEC RFP-C001587815\downloaded-rfp\SEC RFP-C001587815.xls
Saudi Energy | SEC RFP-C001587815 | 909205726 | 60 909205726 BRACKET,BULK NOUN:CAST ST... | 60 909205726 BRACKET,BULK NOUN:CAST STL,DVC 6200 FOR | 4 | ALLRFPs\Saudi Energy\SEC RFP-C001587815\downloaded-rfp\SEC RFP-C001587815.xls
Saudi Energy | SEC RFP-C001587816 | 909300324 | 10 909300324 ANGLE,70 MM X 70 MM,6 M,5... | 10 909300324 ANGLE,70 MM X 70 MM,6 M,5 MM,316L SSTL,A | 50 | ALLRFPs\Saudi Energy\SEC RFP-C001587816\downloaded-rfp\SEC RFP-C001587816.xls
Saudi Energy | SEC RFP-C001587816 | 905700661 | 20 905700661 BEARING,BALL,CONRAD,RADIA... | 20 905700661 BEARING,BALL,CONRAD,RADIAL,1 R,40MM ID | 2 | ALLRFPs\Saudi Energy\SEC RFP-C001587816\downloaded-rfp\SEC RFP-C001587816.xls
Saudi Energy | SEC RFP-C001587816 | 905752905 | 30 905752905 RING,RETAINING,EXTERNAL C... | 30 905752905 RING,RETAINING,EXTERNAL CIRCLIP,37 MM ID | 2 | ALLRFPs\Saudi Energy\SEC RFP-C001587816\downloaded-rfp\SEC RFP-C001587816.xls
Saudi Energy | SEC RFP-C001588130 | 902466523 | 10 902466523 SUPPORT,BULK NOUN:BOLTED ... | 10 902466523 SUPPORT,BULK NOUN:BOLTED , ROUND BAR,COP | 16 | ALLRFPs\Saudi Energy\SEC RFP-C001588130\downloaded-rfp\SEC RFP-C001588130.xls
Saudi Energy | SEC RFP-C001588130 | 905698635 | 20 905698635 WASHER,FLAT,ST1203 | 20 905698635 WASHER,FLAT,ST1203 | 24 | ALLRFPs\Saudi Energy\SEC RFP-C001588130\downloaded-rfp\SEC RFP-C001588130.xls
Saudi Energy | SEC RFP-C001588130 | 905698587 | 30 905698587 WASHER,FLAT | 30 905698587 WASHER,FLAT | 10 | ALLRFPs\Saudi Energy\SEC RFP-C001588130\downloaded-rfp\SEC RFP-C001588130.xls
Saudi Energy | SEC RFP-C001588130 | 905698590 | 40 905698590 WASHER,FLAT | 40 905698590 WASHER,FLAT | 8 | ALLRFPs\Saudi Energy\SEC RFP-C001588130\downloaded-rfp\SEC RFP-C001588130.xls
Saudi Energy | SEC RFP-C001588130 | 905698594 | 50 905698594 WASHER,FLAT | 50 905698594 WASHER,FLAT | 8 | ALLRFPs\Saudi Energy\SEC RFP-C001588130\downloaded-rfp\SEC RFP-C001588130.xls
Saudi Energy | SEC RFP-C001588130 | 905698589 | 60 905698589 WASHER,FLAT | 60 905698589 WASHER,FLAT | 4 | ALLRFPs\Saudi Energy\SEC RFP-C001588130\downloaded-rfp\SEC RFP-C001588130.xls
Saudi Energy | SEC RFP-C001588130 | 905698606 | 70 905698606 WASHER,FLAT | 70 905698606 WASHER,FLAT | 24 | ALLRFPs\Saudi Energy\SEC RFP-C001588130\downloaded-rfp\SEC RFP-C001588130.xls
Saudi Energy | SEC RFP-C001588130 | 905698608 | 80 905698608 WASHER,FLAT | 80 905698608 WASHER,FLAT | 6 | ALLRFPs\Saudi Energy\SEC RFP-C001588130\downloaded-rfp\SEC RFP-C001588130.xls
Saudi Energy | SEC RFP-C001588130 | 905698631 | 90 905698631 WASHER,FLAT | 90 905698631 WASHER,FLAT | 24 | ALLRFPs\Saudi Energy\SEC RFP-C001588130\downloaded-rfp\SEC RFP-C001588130.xls
Saudi Energy | SEC RFP-C001588130 | 905698613 | 100 905698613 WASHER,FLAT | 100 905698613 WASHER,FLAT | 20 | ALLRFPs\Saudi Energy\SEC RFP-C001588130\downloaded-rfp\SEC RFP-C001588130.xls
Saudi Energy | SEC RFP-C001588130 | 905698614 | 110 905698614 WASHER,FLAT | 110 905698614 WASHER,FLAT | 4 | ALLRFPs\Saudi Energy\SEC RFP-C001588130\downloaded-rfp\SEC RFP-C001588130.xls
Saudi Energy | SEC RFP-C001588130 | 902011374 | 120 902011374 GUIDE,I/O BUS TEMINATOR,I... | 120 902011374 GUIDE,I/O BUS TEMINATOR,INTERNAL,OVATION | 1 | ALLRFPs\Saudi Energy\SEC RFP-C001588130\downloaded-rfp\SEC RFP-C001588130.xls
Saudi Energy | SEC RFP-C001588130 | 902503575 | 130 902503575 SPACER,TORQUE CONVERTER,8... | 130 902503575 SPACER,TORQUE CONVERTER,84 MM ID X 149.9 | 1 | ALLRFPs\Saudi Energy\SEC RFP-C001588130\downloaded-rfp\SEC RFP-C001588130.xls
Saudi Energy | SEC RFP-C001588130 | 905863766 | 140 905863766 SEAL,RING,17 MM ID X 21 M... | 140 905863766 SEAL,RING,17 MM ID X 21 MM OD X 1.5 MM T | 3 | ALLRFPs\Saudi Energy\SEC RFP-C001588130\downloaded-rfp\SEC RFP-C001588130.xls
Saudi Energy | SEC RFP-C001588130 | 905942969 | 150 905942969 RING,SEALING,28.5 MM ID X... | 150 905942969 RING,SEALING,28.5 MM ID X 33 MM OD X 1 M | 5 | ALLRFPs\Saudi Energy\SEC RFP-C001588130\downloaded-rfp\SEC RFP-C001588130.xls
Saudi Energy | SEC RFP-C001588130 | 902010004 | 160 902010004 TWINE:BINDING,10 MM DIA X... | 160 902010004 TWINE:BINDING,10 MM DIA X 20 M LG,MINERA | 32 | ALLRFPs\Saudi Energy\SEC RFP-C001588130\downloaded-rfp\SEC RFP-C001588130.xls
Saudi Energy | SEC RFP-C001588130 | 905838834 | 170 905838834 TFMR,IGN,230 VAC PRI V,5 ... | 170 905838834 TFMR,IGN,230 VAC PRI V,5 KV SEC V,1 P,#5 | 4 | ALLRFPs\Saudi Energy\SEC RFP-C001588130\downloaded-rfp\SEC RFP-C001588130.xls
Saudi Energy | SEC RFP-C001588130 | 901304013 | 180 901304013 BLOWER:ROTARY,HELICAL SCR... | 180 901304013 BLOWER:ROTARY,HELICAL SCREW,97 TO 362 CF | 1 | ALLRFPs\Saudi Energy\SEC RFP-C001588130\downloaded-rfp\SEC RFP-C001588130.xls
Saudi Energy | SEC RFP-C001588130 | 901478002 | 190 901478002 TRANSDUCER:VIBRATION,600 ... | 190 901478002 TRANSDUCER:VIBRATION,600 TO 60000 CPM IN | 2 | ALLRFPs\Saudi Energy\SEC RFP-C001588130\downloaded-rfp\SEC RFP-C001588130.xls
Saudi Energy | SEC RFP-C001588130 | 902008506 | 200 902008506 PROBE,PROXIMITY,8 MM DIA ... | 200 902008506 PROBE,PROXIMITY,8 MM DIA TIP,34 MM CSLG | 2 | ALLRFPs\Saudi Energy\SEC RFP-C001588130\downloaded-rfp\SEC RFP-C001588130.xls
Saudi Energy | SEC RFP-C001588130 | 902501170 | 210 902501170 CIRCUIT:CONTROL,YFLH,BATT... | 210 902501170 CIRCUIT:CONTROL,YFLH,BATTERY CHARGER | 2 | ALLRFPs\Saudi Energy\SEC RFP-C001588130\downloaded-rfp\SEC RFP-C001588130.xls
Saudi Energy | SEC RFP-C001588130 | 905698607 | 220 905698607 DISK,COMPACT,CLAMPING,#PE... | 220 905698607 DISK,COMPACT,CLAMPING,#PE106576 | 12 | ALLRFPs\Saudi Energy\SEC RFP-C001588130\downloaded-rfp\SEC RFP-C001588130.xls
Saudi Energy | SEC RFP-C001588162 | 902501182 | 10 902501182 BOARD,PC,AMPL,#50106097 | 10 902501182 BOARD,PC,AMPL,#50106097 | 1 | ALLRFPs\Saudi Energy\SEC RFP-C001588162\downloaded-rfp\SEC RFP-C001588162.xls
Saudi Energy | SEC RFP-C001588162 | 905919785 | 20 905919785 COIL,ELEC,TRIP,125 V, 1.3... | 20 905919785 COIL,ELEC,TRIP,125 V, 1.3 A | 3 | ALLRFPs\Saudi Energy\SEC RFP-C001588162\downloaded-rfp\SEC RFP-C001588162.xls
Saudi Energy | SEC RFP-C001588162 | 902002649 | 30 902002649 SWITCH,LVL,1P1T,PROBE,#15... | 30 902002649 SWITCH,LVL,1P1T,PROBE,#157617 | 2 | ALLRFPs\Saudi Energy\SEC RFP-C001588162\downloaded-rfp\SEC RFP-C001588162.xls
Saudi Energy | SEC RFP-C001588162 | 905844643 | 40 905844643 SHAFT,PUMP,STL | 40 905844643 SHAFT,PUMP,STL | 4 | ALLRFPs\Saudi Energy\SEC RFP-C001588162\downloaded-rfp\SEC RFP-C001588162.xls
Saudi Energy | SEC RFP-C001588162 | 902504517 | 50 902504517 WIRE:THERMOCOUPLE,6 MM DI... | 50 902504517 WIRE:THERMOCOUPLE,6 MM DIA,12 M LG,1 PAI | 1 | ALLRFPs\Saudi Energy\SEC RFP-C001588162\downloaded-rfp\SEC RFP-C001588162.xls
Saudi Energy | SEC RFP-C001588162 | 901401241 | 60 901401241 BLOWER:ROTARY,HELICAL SCR... | 60 901401241 BLOWER:ROTARY,HELICAL SCREW,163 TO 600 C | 1 | ALLRFPs\Saudi Energy\SEC RFP-C001588162\downloaded-rfp\SEC RFP-C001588162.xls
Saudi Energy | SEC RFP-C001588173 | 902016041 | 10 902016041 PIN,TAPER,BOILER FEED WAT... | 10 902016041 PIN,TAPER,BOILER FEED WATER PUMP,11.5 MM | 2 | ALLRFPs\Saudi Energy\SEC RFP-C001588173\downloaded-rfp\SEC RFP-C001588173.xls
Saudi Energy | SEC RFP-C001588173 | 901015144 | 20 901015144 KEY:TURBINE,AXIAL COMPRES... | 20 901015144 KEY:TURBINE,AXIAL COMPRESSOR VANE,STL | 80 | ALLRFPs\Saudi Energy\SEC RFP-C001588173\downloaded-rfp\SEC RFP-C001588173.xls
Saudi Energy | SEC RFP-C001588173 | 905900175 | 30 905900175 KEY:TURBINE,AXIAL COMPRES... | 30 905900175 KEY:TURBINE,AXIAL COMPRESSOR VANES,MS700 | 160 | ALLRFPs\Saudi Energy\SEC RFP-C001588173\downloaded-rfp\SEC RFP-C001588173.xls
Saudi Energy | SEC RFP-C001588173 | 901327102 | 40 901327102 NOZZLE,FUEL INJECTOR,GAS ... | 40 901327102 NOZZLE,FUEL INJECTOR,GAS TURBINE,1 IN DI | 300 | ALLRFPs\Saudi Energy\SEC RFP-C001588173\downloaded-rfp\SEC RFP-C001588173.xls
Saudi Energy | SEC RFP-C001588173 | 905914681 | 50 905914681 TIP,NOZZLE,FUEL,GAS TURBI... | 50 905914681 TIP,NOZZLE,FUEL,GAS TURBINE,133MM OD X 7 | 120 | ALLRFPs\Saudi Energy\SEC RFP-C001588173\downloaded-rfp\SEC RFP-C001588173.xls
Saudi Energy | SEC RFP-C001588173 | 905543844 | 60 905543844 SCREW,CAP,STL,1 IN DIA,8 ... | 60 905543844 SCREW,CAP,STL,1 IN DIA,8 TPI,2-1/2 IN LG | 800 | ALLRFPs\Saudi Energy\SEC RFP-C001588173\downloaded-rfp\SEC RFP-C001588173.xls
Saudi Energy | SEC RFP-C001588173 | 905928329 | 70 905928329 PIN,SPRING,PUMP,0.313 IN ... | 70 905928329 PIN,SPRING,PUMP,0.313 IN DIA,0.625 IN LG | 54 | ALLRFPs\Saudi Energy\SEC RFP-C001588173\downloaded-rfp\SEC RFP-C001588173.xls
Saudi Energy | SEC RFP-C001588173 | 905501524 | 80 905501524 WIRE:THERMOCOUPLE,18 AWG,... | 80 905501524 WIRE:THERMOCOUPLE,18 AWG,7 M LG,IRON CON | 13 | ALLRFPs\Saudi Energy\SEC RFP-C001588173\downloaded-rfp\SEC RFP-C001588173.xls
Saudi Energy | SEC RFP-C001588173 | 902504376 | 90 902504376 PIN,GROOVED,4.5 MM DIA,16... | 90 902504376 PIN,GROOVED,4.5 MM DIA,16.5 MM LG,STL,BI | 1,840 | ALLRFPs\Saudi Energy\SEC RFP-C001588173\downloaded-rfp\SEC RFP-C001588173.xls
Saudi Energy | SEC RFP-C001588173 | 901109897 | 100 901109897 BREAKER,CRCT,MC,600V,ABS ... | 100 901109897 BREAKER,CRCT,MC,600V,ABS POLE,60 A,#SELA | 4 | ALLRFPs\Saudi Energy\SEC RFP-C001588173\downloaded-rfp\SEC RFP-C001588173.xls
Saudi Energy | SEC RFP-C001588173 | 902001292 | 110 902001292 NUT,SLT,STL,2-1/2 IN DIA,... | 110 902001292 NUT,SLT,STL,2-1/2 IN DIA,8 TPI,#U615X000 | 19 | ALLRFPs\Saudi Energy\SEC RFP-C001588173\downloaded-rfp\SEC RFP-C001588173.xls
Saudi Energy | SEC RFP-C001588173 | 905900578 | 120 905900578 NUT,CPLG,HIGH CHROME ALLO... | 120 905900578 NUT,CPLG,HIGH CHROME ALLOY STEEL,1.38 IN | 10 | ALLRFPs\Saudi Energy\SEC RFP-C001588173\downloaded-rfp\SEC RFP-C001588173.xls
Saudi Energy | SEC RFP-C001588858 - 6001588858 | 905508292 | 10 905508292 CABLE,ELEC,CU,EPR,400 SQM... | 10 905508292 CABLE,ELEC,CU,EPR,400 SQMM,1,#33KV400SQM | 1,000 | ALLRFPs\Saudi Energy\SEC RFP-C001588858 - 6001588858\downloaded-rfp\SEC RFP-C001588858 - 6001588858.xls
Saudi Energy | SEC RFP-C001591095 | 901148338 | 10 901148338 O-RING:BULK NOUN,CLR:,,H:... | 10 901148338 O-RING:BULK NOUN,CLR:,,H:,INDUSTRY STAND | 1 | ALLRFPs\Saudi Energy\SEC RFP-C001591095\downloaded-rfp\SEC RFP-C001591095.xls
Saudi Energy | SEC RFP-C001591095 | 900130271 | 20 900130271 O-RING,BULK NOUN: | 20 900130271 O-RING,BULK NOUN: | 1 | ALLRFPs\Saudi Energy\SEC RFP-C001591095\downloaded-rfp\SEC RFP-C001591095.xls
Saudi Energy | SEC RFP-C001591095 | 900130301 | 30 900130301 GASKET,BULK NOUN: | 30 900130301 GASKET,BULK NOUN: | 1 | ALLRFPs\Saudi Energy\SEC RFP-C001591095\downloaded-rfp\SEC RFP-C001591095.xls
Saudi Energy | SEC RFP-C001591095 | 900130302 | 40 900130302 GASKET,BULK NOUN: | 40 900130302 GASKET,BULK NOUN: | 1 | ALLRFPs\Saudi Energy\SEC RFP-C001591095\downloaded-rfp\SEC RFP-C001591095.xls
Saudi Energy | SEC RFP-C001591095 | 900130267 | 50 900130267 O-RING,BULK NOUN: | 50 900130267 O-RING,BULK NOUN: | 1 | ALLRFPs\Saudi Energy\SEC RFP-C001591095\downloaded-rfp\SEC RFP-C001591095.xls
Saudi Energy | SEC RFP-C001591095 | 900130273 | 60 900130273 O-RING,BULK NOUN: | 60 900130273 O-RING,BULK NOUN: | 1 | ALLRFPs\Saudi Energy\SEC RFP-C001591095\downloaded-rfp\SEC RFP-C001591095.xls
Saudi Energy | SEC RFP-C001591095 | 900130304 | 70 900130304 GASKET,BULK NOUN: | 70 900130304 GASKET,BULK NOUN: | 1 | ALLRFPs\Saudi Energy\SEC RFP-C001591095\downloaded-rfp\SEC RFP-C001591095.xls
Saudi Energy | SEC RFP-C001591095 | 900130303 | 80 900130303 GASKET,BULK NOUN: | 80 900130303 GASKET,BULK NOUN: | 1 | ALLRFPs\Saudi Energy\SEC RFP-C001591095\downloaded-rfp\SEC RFP-C001591095.xls
Saudi Energy | SEC RFP-C001591095 | 900130300 | 90 900130300 GASKET,BULK NOUN: | 90 900130300 GASKET,BULK NOUN: | 1 | ALLRFPs\Saudi Energy\SEC RFP-C001591095\downloaded-rfp\SEC RFP-C001591095.xls
Saudi Energy | SEC RFP-C001591095 | 900130265 | 100 900130265 O-RING,BULK NOUN: | 100 900130265 O-RING,BULK NOUN: | 1 | ALLRFPs\Saudi Energy\SEC RFP-C001591095\downloaded-rfp\SEC RFP-C001591095.xls
Saudi Energy | SEC RFP-C001591095 | 900130313 | 110 900130313 SPRING,RIPPLE: | 110 900130313 SPRING,RIPPLE: | 100 | ALLRFPs\Saudi Energy\SEC RFP-C001591095\downloaded-rfp\SEC RFP-C001591095.xls
Saudi Energy | SEC RFP-C001591095 | 900130312 | 120 900130312 SPRING,DISC: | 120 900130312 SPRING,DISC: | 24 | ALLRFPs\Saudi Energy\SEC RFP-C001591095\downloaded-rfp\SEC RFP-C001591095.xls
Saudi Energy | SEC RFP-C001591095 | 900130269 | 130 900130269 O-RING:BULK NOUN,CLR:,,H:... | 130 900130269 O-RING:BULK NOUN,CLR:,,H:,INDUSTRY STAND | 2 | ALLRFPs\Saudi Energy\SEC RFP-C001591095\downloaded-rfp\SEC RFP-C001591095.xls
Saudi Energy | SEC RFP-C001591095 | 900130299 | 140 900130299 GASKET,BULK NOUN: | 140 900130299 GASKET,BULK NOUN: | 25 | ALLRFPs\Saudi Energy\SEC RFP-C001591095\downloaded-rfp\SEC RFP-C001591095.xls
Saudi Energy | SEC RFP-C001591095 | 900130266 | 150 900130266 O-RING,BULK NOUN: | 150 900130266 O-RING,BULK NOUN: | 4 | ALLRFPs\Saudi Energy\SEC RFP-C001591095\downloaded-rfp\SEC RFP-C001591095.xls
Saudi Energy | SEC RFP-C001591095 | 900130276 | 160 900130276 O-RING,BULK NOUN: | 160 900130276 O-RING,BULK NOUN: | 4 | ALLRFPs\Saudi Energy\SEC RFP-C001591095\downloaded-rfp\SEC RFP-C001591095.xls
Saudi Energy | SEC RFP-C001591095 | 900130275 | 170 900130275 O-RING,BULK NOUN: | 170 900130275 O-RING,BULK NOUN: | 2 | ALLRFPs\Saudi Energy\SEC RFP-C001591095\downloaded-rfp\SEC RFP-C001591095.xls
Saudi Energy | SEC RFP-C001591095 | 900130277 | 180 900130277 O-RING,BULK NOUN: | 180 900130277 O-RING,BULK NOUN: | 2 | ALLRFPs\Saudi Energy\SEC RFP-C001591095\downloaded-rfp\SEC RFP-C001591095.xls
Saudi Energy | SEC RFP-C001591095 | 900130310 | 190 900130310 INSERT,BULK NOUN: | 190 900130310 INSERT,BULK NOUN: | 2 | ALLRFPs\Saudi Energy\SEC RFP-C001591095\downloaded-rfp\SEC RFP-C001591095.xls
Saudi Energy | SEC RFP-C001591095 | 900130268 | 200 900130268 O-RING,BULK NOUN: | 200 900130268 O-RING,BULK NOUN: | 2 | ALLRFPs\Saudi Energy\SEC RFP-C001591095\downloaded-rfp\SEC RFP-C001591095.xls
Saudi Energy | SEC RFP-C001591095 | 900130308 | 210 900130308 GASKET,BULK NOUN: | 210 900130308 GASKET,BULK NOUN: | 2 | ALLRFPs\Saudi Energy\SEC RFP-C001591095\downloaded-rfp\SEC RFP-C001591095.xls
Saudi Energy | SEC RFP-C001591095 | 900130274 | 220 900130274 O-RING,BULK NOUN: | 220 900130274 O-RING,BULK NOUN: | 1 | ALLRFPs\Saudi Energy\SEC RFP-C001591095\downloaded-rfp\SEC RFP-C001591095.xls
Saudi Energy | SEC RFP-C001591095 | 900130307 | 230 900130307 GASKET,BULK NOUN: | 230 900130307 GASKET,BULK NOUN: | 1 | ALLRFPs\Saudi Energy\SEC RFP-C001591095\downloaded-rfp\SEC RFP-C001591095.xls
Saudi Energy | SEC RFP-C001591095 | 900130272 | 240 900130272 O-RING,BULK NOUN: | 240 900130272 O-RING,BULK NOUN: | 6 | ALLRFPs\Saudi Energy\SEC RFP-C001591095\downloaded-rfp\SEC RFP-C001591095.xls
Saudi Energy | SEC RFP-C001591095 | 900130305 | 250 900130305 GASKET,BULK NOUN: | 250 900130305 GASKET,BULK NOUN: | 1 | ALLRFPs\Saudi Energy\SEC RFP-C001591095\downloaded-rfp\SEC RFP-C001591095.xls
Saudi Energy | SEC RFP-C001591095 | 900130306 | 260 900130306 GASKET,BULK NOUN: | 260 900130306 GASKET,BULK NOUN: | 1 | ALLRFPs\Saudi Energy\SEC RFP-C001591095\downloaded-rfp\SEC RFP-C001591095.xls
Saudi Energy | SEC RFP-C001591095 | 900130291 | 270 900130291 CLAMP,BULK NOUN: | 270 900130291 CLAMP,BULK NOUN: | 1 | ALLRFPs\Saudi Energy\SEC RFP-C001591095\downloaded-rfp\SEC RFP-C001591095.xls
Saudi Energy | SEC RFP-C001591095 | 900130309 | 280 900130309 SUPPORT,BULK NOUN: | 280 900130309 SUPPORT,BULK NOUN: | 1 | ALLRFPs\Saudi Energy\SEC RFP-C001591095\downloaded-rfp\SEC RFP-C001591095.xls
Saudi Energy | SEC RFP-C001591095 | 900130318 | 290 900130318 GUIDE,BULK NOUN: | 290 900130318 GUIDE,BULK NOUN: | 1 | ALLRFPs\Saudi Energy\SEC RFP-C001591095\downloaded-rfp\SEC RFP-C001591095.xls
Saudi Energy | SEC RFP-C001591095 | 900130311 | 300 900130311 PISTON,BULK NOUN: | 300 900130311 PISTON,BULK NOUN: | 1 | ALLRFPs\Saudi Energy\SEC RFP-C001591095\downloaded-rfp\SEC RFP-C001591095.xls
Saudi Energy | SEC RFP-C001591095 | 900130286 | 310 900130286 SCREW,PIN: | 310 900130286 SCREW,PIN: | 1 | ALLRFPs\Saudi Energy\SEC RFP-C001591095\downloaded-rfp\SEC RFP-C001591095.xls
Saudi Energy | SEC RFP-C001591095 | 901147450 | 320 901147450 GASKET,BULK NOUN: | 320 901147450 GASKET,BULK NOUN: | 15 | ALLRFPs\Saudi Energy\SEC RFP-C001591095\downloaded-rfp\SEC RFP-C001591095.xls
Saudi Energy | SEC RFP-C001591095 | 901123110 | 330 901123110 CABLE:PREMADE,ROTOR VIBRA... | 330 901123110 CABLE:PREMADE,ROTOR VIBRATION,2 MM,COPPE | 6 | ALLRFPs\Saudi Energy\SEC RFP-C001591095\downloaded-rfp\SEC RFP-C001591095.xls
Saudi Energy | SEC RFP-C001591095 | 901113908 | 340 901113908 DISK,COMPACT,#52261017059 | 340 901113908 DISK,COMPACT,#52261017059 | 2 | ALLRFPs\Saudi Energy\SEC RFP-C001591095\downloaded-rfp\SEC RFP-C001591095.xls
Saudi Energy | SEC RFP-C001591095 | 522610170 | 340 901113908 DISK,COMPACT,#52261017059 | 340 901113908 DISK,COMPACT,#52261017059 | 2 | ALLRFPs\Saudi Energy\SEC RFP-C001591095\downloaded-rfp\SEC RFP-C001591095.xls
Saudi Energy | SEC RFP-C001591095 | 901113911 | 350 901113911 DISK,COMPACT,#32301420200 | 350 901113911 DISK,COMPACT,#32301420200 | 1 | ALLRFPs\Saudi Energy\SEC RFP-C001591095\downloaded-rfp\SEC RFP-C001591095.xls
Saudi Energy | SEC RFP-C001591095 | 323014202 | 350 901113911 DISK,COMPACT,#32301420200 | 350 901113911 DISK,COMPACT,#32301420200 | 1 | ALLRFPs\Saudi Energy\SEC RFP-C001591095\downloaded-rfp\SEC RFP-C001591095.xls
Saudi Energy | SEC RFP-C001591095 | 901114886 | 360 901114886 WIRE,ELEC,CNDCTR,INSUL,#5... | 360 901114886 WIRE,ELEC,CNDCTR,INSUL,#51503000200 | 1 | ALLRFPs\Saudi Energy\SEC RFP-C001591095\downloaded-rfp\SEC RFP-C001591095.xls
Saudi Energy | SEC RFP-C001591285 | 901426100 | 10 901426100 ADAPTER,BULK NOUN: | 10 901426100 ADAPTER,BULK NOUN: | 5 | ALLRFPs\Saudi Energy\SEC RFP-C001591285\downloaded-rfp\SEC RFP-C001591285.xls
Saudi Energy | SEC RFP-C001591285 | 901207018 | 20 901207018 ANCHOR,STUD,SSTL,10 MM,1.... | 20 901207018 ANCHOR,STUD,SSTL,10 MM,1.5 MM,1 M LG,#P2 | 3 | ALLRFPs\Saudi Energy\SEC RFP-C001591285\downloaded-rfp\SEC RFP-C001591285.xls
Saudi Energy | SEC RFP-C001591285 | 901499553 | 30 901499553 INSULATION:THERMAL,TO PRE... | 30 901499553 INSULATION:THERMAL,TO PREVENT HEAT LOSS, | 14 | ALLRFPs\Saudi Energy\SEC RFP-C001591285\downloaded-rfp\SEC RFP-C001591285.xls
Saudi Energy | SEC RFP-C001591285 | 901416390 | 40 901416390 BALL,BULK NOUN: | 40 901416390 BALL,BULK NOUN: | 106 | ALLRFPs\Saudi Energy\SEC RFP-C001591285\downloaded-rfp\SEC RFP-C001591285.xls
Saudi Energy | SEC RFP-C001591285 | 901416400 | 50 901416400 BALL,BULK NOUN: | 50 901416400 BALL,BULK NOUN: | 70 | ALLRFPs\Saudi Energy\SEC RFP-C001591285\downloaded-rfp\SEC RFP-C001591285.xls
Saudi Energy | SEC RFP-C001591285 | 901416409 | 60 901416409 BRACKET,BULK NOUN: | 60 901416409 BRACKET,BULK NOUN: | 1 | ALLRFPs\Saudi Energy\SEC RFP-C001591285\downloaded-rfp\SEC RFP-C001591285.xls
Saudi Energy | SEC RFP-C001591285 | 902468087 | 70 902468087 KEY,SHAFT:STL,RECTANGULAR... | 70 902468087 KEY,SHAFT:STL,RECTANGULAR,15 MM WD X 10 | 6 | ALLRFPs\Saudi Energy\SEC RFP-C001591285\downloaded-rfp\SEC RFP-C001591285.xls
Saudi Energy | SEC RFP-C001591285 | 902467688 | 80 902467688 CORD,PATCH,#74580 | 80 902467688 CORD,PATCH,#74580 | 2 | ALLRFPs\Saudi Energy\SEC RFP-C001591285\downloaded-rfp\SEC RFP-C001591285.xls
Saudi Energy | SEC RFP-C001591285 | 902467689 | 90 902467689 CORD,PATCH,#74581 | 90 902467689 CORD,PATCH,#74581 | 2 | ALLRFPs\Saudi Energy\SEC RFP-C001591285\downloaded-rfp\SEC RFP-C001591285.xls
Saudi Energy | SEC RFP-C001591285 | 901424977 | 100 901424977 COUPLING,SHAFT,BORE,OD,LG... | 100 901424977 COUPLING,SHAFT,BORE,OD,LG,#VERTICALTURBI | 1 | ALLRFPs\Saudi Energy\SEC RFP-C001591285\downloaded-rfp\SEC RFP-C001591285.xls
Saudi Energy | SEC RFP-C001591285 | 901419461 | 110 901419461 DAMPER,VRBTN,MECH,#156712 | 110 901419461 DAMPER,VRBTN,MECH,#156712 | 1 | ALLRFPs\Saudi Energy\SEC RFP-C001591285\downloaded-rfp\SEC RFP-C001591285.xls
Saudi Energy | SEC RFP-C001591285 | 901412524 | 120 901412524 DEFLECTOR,FLUID: | 120 901412524 DEFLECTOR,FLUID: | 2 | ALLRFPs\Saudi Energy\SEC RFP-C001591285\downloaded-rfp\SEC RFP-C001591285.xls
Saudi Energy | SEC RFP-C001591285 | 902207411 | 130 902207411 DEVICE,CENTRAL CONTROL RO... | 130 902207411 DEVICE,CENTRAL CONTROL ROOM (CCR),AC85 2 | 4 | ALLRFPs\Saudi Energy\SEC RFP-C001591285\downloaded-rfp\SEC RFP-C001591285.xls
Saudi Energy | SEC RFP-C001591285 | 900461943 | 140 900461943 DIAPHRAGM,BULK NOUN:RUBBE... | 140 900461943 DIAPHRAGM,BULK NOUN:RUBBER,4 INCH,RELIEF | 3 | ALLRFPs\Saudi Energy\SEC RFP-C001591285\downloaded-rfp\SEC RFP-C001591285.xls
Saudi Energy | SEC RFP-C001591285 | 901401775 | 150 901401775 HOSE:METALLIC,FLEXIBLE HO... | 150 901401775 HOSE:METALLIC,FLEXIBLE HOSE FOR O2 BOTTL | 10 | ALLRFPs\Saudi Energy\SEC RFP-C001591285\downloaded-rfp\SEC RFP-C001591285.xls
Saudi Energy | SEC RFP-C001591285 | 901109250 | 160 901109250 INTERFACE, | 160 901109250 INTERFACE, | 2 | ALLRFPs\Saudi Energy\SEC RFP-C001591285\downloaded-rfp\SEC RFP-C001591285.xls
Saudi Energy | SEC RFP-C001591285 | 900461798 | 170 900461798 INTERFACE,BULK NOUN:COMMO... | 170 900461798 INTERFACE,BULK NOUN:COMMON INTERFACE CAR | 3 | ALLRFPs\Saudi Energy\SEC RFP-C001591285\downloaded-rfp\SEC RFP-C001591285.xls
Saudi Energy | SEC RFP-C001591285 | 900461799 | 180 900461799 INTERFACE,BULK NOUN:COMMO... | 180 900461799 INTERFACE,BULK NOUN:COMMON INTERFACE CAR | 3 | ALLRFPs\Saudi Energy\SEC RFP-C001591285\downloaded-rfp\SEC RFP-C001591285.xls
Saudi Energy | SEC RFP-C001591285 | 901412789 | 190 901412789 KIT,BULK NOUN: | 190 901412789 KIT,BULK NOUN: | 2 | ALLRFPs\Saudi Energy\SEC RFP-C001591285\downloaded-rfp\SEC RFP-C001591285.xls
Saudi Energy | SEC RFP-C001591285 | 901412921 | 200 901412921 JACKET,BULK NOUN: | 200 901412921 JACKET,BULK NOUN: | 40 | ALLRFPs\Saudi Energy\SEC RFP-C001591285\downloaded-rfp\SEC RFP-C001591285.xls
Saudi Energy | SEC RFP-C001591285 | 901325305 | 210 901325305 SPRING:DISC,CONICAL,30.5 ... | 210 901325305 SPRING:DISC,CONICAL,30.5 MM ID X 70 MM O | 180 | ALLRFPs\Saudi Energy\SEC RFP-C001591285\downloaded-rfp\SEC RFP-C001591285.xls
Saudi Energy | SEC RFP-C001591285 | 900461819 | 220 900461819 KIT,BULK NOUN:GASKET, ORI... | 220 900461819 KIT,BULK NOUN:GASKET, ORING, WASHER, SEA | 2 | ALLRFPs\Saudi Energy\SEC RFP-C001591285\downloaded-rfp\SEC RFP-C001591285.xls
Saudi Energy | SEC RFP-C001591285 | 901409319 | 230 901409319 KIT,EDG DIAPHRAGM PUMP,O ... | 230 901409319 KIT,EDG DIAPHRAGM PUMP,O RINGS , GASKET | 2 | ALLRFPs\Saudi Energy\SEC RFP-C001591285\downloaded-rfp\SEC RFP-C001591285.xls
Saudi Energy | SEC RFP-C001591285 | 902468447 | 240 902468447 MTR:ELECTRIC, AC,5.50 KW,... | 240 902468447 MTR:ELECTRIC, AC,5.50 KW,460,3:P,60,1770 | 3 | ALLRFPs\Saudi Energy\SEC RFP-C001591285\downloaded-rfp\SEC RFP-C001591285.xls
Saudi Energy | SEC RFP-C001591285 | 902468448 | 250 902468448 MTR:ELECTRIC, AC,22 KW,46... | 250 902468448 MTR:ELECTRIC, AC,22 KW,460 V,3:P,60HZ,17 | 3 | ALLRFPs\Saudi Energy\SEC RFP-C001591285\downloaded-rfp\SEC RFP-C001591285.xls
Saudi Energy | SEC RFP-C001591285 | 900461659 | 260 900461659 PLUG,BULK NOUN:COMPRESSIO... | 260 900461659 PLUG,BULK NOUN:COMPRESSION,CU,ELECTRICAL | 6 | ALLRFPs\Saudi Energy\SEC RFP-C001591285\downloaded-rfp\SEC RFP-C001591285.xls
Saudi Energy | SEC RFP-C001591285 | 901415594 | 270 901415594 RING,BULK NOUN: | 270 901415594 RING,BULK NOUN: | 8 | ALLRFPs\Saudi Energy\SEC RFP-C001591285\downloaded-rfp\SEC RFP-C001591285.xls
Saudi Energy | SEC RFP-C001591285 | 901416366 | 280 901416366 ROD,BULK NOUN: | 280 901416366 ROD,BULK NOUN: | 1 | ALLRFPs\Saudi Energy\SEC RFP-C001591285\downloaded-rfp\SEC RFP-C001591285.xls
Saudi Energy | SEC RFP-C001591285 | 900461795 | 290 900461795 SEAL,BULK NOUN:C276,FGD I... | 290 900461795 SEAL,BULK NOUN:C276,FGD INLET DAMPER/LOO | 16 | ALLRFPs\Saudi Energy\SEC RFP-C001591285\downloaded-rfp\SEC RFP-C001591285.xls
Saudi Energy | SEC RFP-C001591285 | 902468425 | 300 902468425 SENSOR,BULK NOUN:THREADED... | 300 902468425 SENSOR,BULK NOUN:THREADED,BRAZZ,ENGINE/ | 2 | ALLRFPs\Saudi Energy\SEC RFP-C001591285\downloaded-rfp\SEC RFP-C001591285.xls
Saudi Energy | SEC RFP-C001591285 | 901365157 | 310 901365157 SENSOR,POSITION SENSOR,5 ... | 310 901365157 SENSOR,POSITION SENSOR,5 MA TO 5 A,120 V | 1 | ALLRFPs\Saudi Energy\SEC RFP-C001591285\downloaded-rfp\SEC RFP-C001591285.xls
Saudi Energy | SEC RFP-C001591285 | 902468491 | 320 902468491 SLV:BULK NOUN,MATL:,,PARE... | 320 902468491 SLV:BULK NOUN,MATL:,,PARENT EQUIPMENT/FU | 4 | ALLRFPs\Saudi Energy\SEC RFP-C001591285\downloaded-rfp\SEC RFP-C001591285.xls
Saudi Energy | SEC RFP-C001593750 | 903101546 | 10 903101546 MODULE:CONTROL,RELAY MODU... | 10 903101546 MODULE:CONTROL,RELAY MODULE,CONTROL CUBI | 3 | ALLRFPs\Saudi Energy\SEC RFP-C001593750\downloaded-rfp\SEC RFP-C001593750.xls
Saudi Energy | SEC RFP-C001593750 | 905942902 | 20 905942902 RING,WEAR,PUMP,143 MM ID ... | 20 905942902 RING,WEAR,PUMP,143 MM ID X 155 MM OD X 1 | 2 | ALLRFPs\Saudi Energy\SEC RFP-C001593750\downloaded-rfp\SEC RFP-C001593750.xls
Saudi Energy | SEC RFP-C001593750 | 902500237 | 30 902500237 SENSOR,LINEAR POSITION TR... | 30 902500237 SENSOR,LINEAR POSITION TRANSDUCER (LVDT) | 8 | ALLRFPs\Saudi Energy\SEC RFP-C001593750\downloaded-rfp\SEC RFP-C001593750.xls
Saudi Energy | SEC RFP-C001593750 | 902008769 | 40 902008769 CABLE:IGNITION,10 MM DIA ... | 40 902008769 CABLE:IGNITION,10 MM DIA X 8 M LG,RBR BR | 10 | ALLRFPs\Saudi Energy\SEC RFP-C001593750\downloaded-rfp\SEC RFP-C001593750.xls
Saudi Energy | SEC RFP-C001593750 | 902008785 | 50 902008785 CABLE:IGNITION,(6 MM X 8 ... | 50 902008785 CABLE:IGNITION,(6 MM X 8 MM X 13 MM) DIA | 15 | ALLRFPs\Saudi Energy\SEC RFP-C001593750\downloaded-rfp\SEC RFP-C001593750.xls
Saudi Energy | SEC RFP-C001594779 | 906508609 | 10 906508609 BIN:STORAGE,102 MM WD X 1... | 10 906508609 BIN:STORAGE,102 MM WD X 165 MM LG X 76 M | 450 | ALLRFPs\Saudi Energy\SEC RFP-C001594779\downloaded-rfp\SEC RFP-C001594779.xls
Saudi Energy | SEC RFP-C001594779 | 906508603 | 20 906508603 PRINTER:COMPUTER,THERMAL ... | 20 906508603 PRINTER:COMPUTER,THERMAL TRANSFER,2 INCH | 3 | ALLRFPs\Saudi Energy\SEC RFP-C001594779\downloaded-rfp\SEC RFP-C001594779.xls
Saudi Energy | SEC RFP-C001594779 | 906508606 | 30 906508606 MACHINE,AUTOMATIC BATTERY... | 30 906508606 MACHINE,AUTOMATIC BATTERY STRAPPING TOOL | 3 | ALLRFPs\Saudi Energy\SEC RFP-C001594779\downloaded-rfp\SEC RFP-C001594779.xls
Saudi Energy | SEC RFP-C001594779 | 909101038 | 40 909101038 CONTAINER,DIRECT PURCHASE... | 40 909101038 CONTAINER,DIRECT PURCHASE:GALVANIZED STE | 30 | ALLRFPs\Saudi Energy\SEC RFP-C001594779\downloaded-rfp\SEC RFP-C001594779.xls
Saudi Energy | SEC RFP-C001594779 | 906508643 | 50 906508643 CLEANER,FLOOR | 50 906508643 CLEANER,FLOOR | 2 | ALLRFPs\Saudi Energy\SEC RFP-C001594779\downloaded-rfp\SEC RFP-C001594779.xls
Saudi Energy | SEC RFP-C001594779 | 906508656 | 60 906508656 HOOK,LOAD RATED,STL,5 TON | 60 906508656 HOOK,LOAD RATED,STL,5 TON | 1 | ALLRFPs\Saudi Energy\SEC RFP-C001594779\downloaded-rfp\SEC RFP-C001594779.xls
Saudi Energy | SEC RFP-C001594779 | 906508658 | 70 906508658 BARRIER:TRAFFIC,24 IN WD ... | 70 906508658 BARRIER:TRAFFIC,24 IN WD X 72 IN LG X 42 | 40 | ALLRFPs\Saudi Energy\SEC RFP-C001594779\downloaded-rfp\SEC RFP-C001594779.xls
Saudi Energy | SEC RFP-C001594779 | 906508601 | 80 906508601 MACHINE,LINE PAINTING MAC... | 80 906508601 MACHINE,LINE PAINTING MACHINE | 1 | ALLRFPs\Saudi Energy\SEC RFP-C001594779\downloaded-rfp\SEC RFP-C001594779.xls
Saudi Energy | SEC RFP-C001594779 | 906508613 | 90 906508613 BIN:STORAGE,419 MM WD X 3... | 90 906508613 BIN:STORAGE,419 MM WD X 381 MM LG X 178 | 100 | ALLRFPs\Saudi Energy\SEC RFP-C001594779\downloaded-rfp\SEC RFP-C001594779.xls
Saudi Energy | SEC RFP-C001594779 | 906508614 | 100 906508614 BIN:STORAGE,305 MM WD X 5... | 100 906508614 BIN:STORAGE,305 MM WD X 508 MM LG X 203 | 100 | ALLRFPs\Saudi Energy\SEC RFP-C001594779\downloaded-rfp\SEC RFP-C001594779.xls
Saudi Energy | SEC RFP-C001594779 | 906508627 | 110 906508627 TRUCK,HAND,MORE THAN 1000... | 110 906508627 TRUCK,HAND,MORE THAN 1000 KG,RBR WHEELS | 2 | ALLRFPs\Saudi Energy\SEC RFP-C001594779\downloaded-rfp\SEC RFP-C001594779.xls
Saudi Energy | SEC RFP-C001594779 | 906508634 | 120 906508634 TRUCK,HAND,250 KG,RBR WHE... | 120 906508634 TRUCK,HAND,250 KG,RBR WHEELS | 2 | ALLRFPs\Saudi Energy\SEC RFP-C001594779\downloaded-rfp\SEC RFP-C001594779.xls
Saudi Energy | SEC RFP-C001594779 | 906508637 | 130 906508637 TRUCK,HAND,200 KG PER LEV... | 130 906508637 TRUCK,HAND,200 KG PER LEVEL,RBR WHEELS | 2 | ALLRFPs\Saudi Energy\SEC RFP-C001594779\downloaded-rfp\SEC RFP-C001594779.xls
Saudi Energy | SEC RFP-C001594779 | 906508608 | 160 906508608 CART:HAND,SAVE TOOLS,16 I... | 160 906508608 CART:HAND,SAVE TOOLS,16 IN WD X 30 IN LG | 1 | ALLRFPs\Saudi Energy\SEC RFP-C001594779\downloaded-rfp\SEC RFP-C001594779.xls
Saudi Energy | SEC RFP-C001594779 | 906508612 | 180 906508612 BIN:STORAGE,203 MM WD X 3... | 180 906508612 BIN:STORAGE,203 MM WD X 356 MM LG X 178 | 1,000 | ALLRFPs\Saudi Energy\SEC RFP-C001594779\downloaded-rfp\SEC RFP-C001594779.xls
Saudi Energy | SEC RFP-C001594779 | 906508617 | 190 906508617 LADDER:MOBILE,1 M HT FOR ... | 190 906508617 LADDER:MOBILE,1 M HT FOR PLATFORM,STL | 1 | ALLRFPs\Saudi Energy\SEC RFP-C001594779\downloaded-rfp\SEC RFP-C001594779.xls
Saudi Energy | SEC RFP-C001594779 | 906508618 | 200 906508618 LADDER:MOBILE,2 M HT FOR ... | 200 906508618 LADDER:MOBILE,2 M HT FOR PLATFORM,STL | 1 | ALLRFPs\Saudi Energy\SEC RFP-C001594779\downloaded-rfp\SEC RFP-C001594779.xls
Saudi Energy | SEC RFP-C001594779 | 906508623 | 210 906508623 LADDER,STEP,AL,1.5 M HT | 210 906508623 LADDER,STEP,AL,1.5 M HT | 1 | ALLRFPs\Saudi Energy\SEC RFP-C001594779\downloaded-rfp\SEC RFP-C001594779.xls
Saudi Energy | SEC RFP-C001594779 | 906508651 | 220 906508651 FORK,FORK EXTENSION,200 C... | 220 906508651 FORK,FORK EXTENSION,200 CM LG,STL | 1 | ALLRFPs\Saudi Energy\SEC RFP-C001594779\downloaded-rfp\SEC RFP-C001594779.xls
Saudi Energy | SEC RFP-C001594779 | 906508625 | 260 906508625 LADDER,STEP,AL,3 M HT | 260 906508625 LADDER,STEP,AL,3 M HT | 1 | ALLRFPs\Saudi Energy\SEC RFP-C001594779\downloaded-rfp\SEC RFP-C001594779.xls
Saudi Energy | SEC RFP-C001594779 | 906508645 | 280 906508645 SCALE,WEIGH,DIGITAL READO... | 280 906508645 SCALE,WEIGH,DIGITAL READOUT,35 KG | 1 | ALLRFPs\Saudi Energy\SEC RFP-C001594779\downloaded-rfp\SEC RFP-C001594779.xls
Saudi Energy | SEC RFP-C001594779 | 906508654 | 290 906508654 HOOK,LOAD RATED,STL | 290 906508654 HOOK,LOAD RATED,STL | 1 | ALLRFPs\Saudi Energy\SEC RFP-C001594779\downloaded-rfp\SEC RFP-C001594779.xls
Saudi Energy | SEC RFP-C001594779 | 909101037 | 300 909101037 DECK,DIRECT PURCHASE:GALV... | 300 909101037 DECK,DIRECT PURCHASE:GALVANIZING STEEL,3 | 50 | ALLRFPs\Saudi Energy\SEC RFP-C001594779\downloaded-rfp\SEC RFP-C001594779.xls
Saudi Energy | SEC RFP-C001594779 | 906508642 | 320 906508642 CLEANER,FLOOR | 320 906508642 CLEANER,FLOOR | 1 | ALLRFPs\Saudi Energy\SEC RFP-C001594779\downloaded-rfp\SEC RFP-C001594779.xls
Saudi Energy | SEC RFP-C001594779 | 906508657 | 340 906508657 STAND:MOUNTING/SUPPORTING... | 340 906508657 STAND:MOUNTING/SUPPORTING,CABLE REEL STA | 1 | ALLRFPs\Saudi Energy\SEC RFP-C001594779\downloaded-rfp\SEC RFP-C001594779.xls
Saudi Energy | SEC RFP-C001594779 | 906508644 | 370 906508644 CLEANER,FLOOR | 370 906508644 CLEANER,FLOOR | 1 | ALLRFPs\Saudi Energy\SEC RFP-C001594779\downloaded-rfp\SEC RFP-C001594779.xls
Saudi Energy | SEC RFP-C001594779 | 906508641 | 490 906508641 TRUCK,HAND,200 KG PER LEV... | 490 906508641 TRUCK,HAND,200 KG PER LEVEL,RBR WHEELS | 1 | ALLRFPs\Saudi Energy\SEC RFP-C001594779\downloaded-rfp\SEC RFP-C001594779.xls
Saudi Energy | SEC RFP-C001594779 | 909101030 | 500 909101030 PALLET,STORAGE,STL | 500 909101030 PALLET,STORAGE,STL | 100 | ALLRFPs\Saudi Energy\SEC RFP-C001594779\downloaded-rfp\SEC RFP-C001594779.xls
Saudi Energy | SEC RFP-C001594779 | 906508646 | 530 906508646 SCALE,WEIGH,DIGITAL READO... | 530 906508646 SCALE,WEIGH,DIGITAL READOUT,2000 KG | 2 | ALLRFPs\Saudi Energy\SEC RFP-C001594779\downloaded-rfp\SEC RFP-C001594779.xls
Saudi Energy | SEC RFP-C001594779 | 906508602 | 580 906508602 PRINTER:COMPUTER,THERMAL ... | 580 906508602 PRINTER:COMPUTER,THERMAL TRANSFER,4 IN,2 | 1 | ALLRFPs\Saudi Energy\SEC RFP-C001594779\downloaded-rfp\SEC RFP-C001594779.xls
Saudi Energy | SEC RFP-C001594779 | 906508610 | 620 906508610 BIN:STORAGE,152 MM WD X 2... | 620 906508610 BIN:STORAGE,152 MM WD X 241 MM LG X 127 | 250 | ALLRFPs\Saudi Energy\SEC RFP-C001594779\downloaded-rfp\SEC RFP-C001594779.xls
Saudi Energy | SEC RFP-C001594779 | 909101031 | 670 909101031 PALLET,STORAGE,STL | 670 909101031 PALLET,STORAGE,STL | 350 | ALLRFPs\Saudi Energy\SEC RFP-C001594779\downloaded-rfp\SEC RFP-C001594779.xls
Saudi Energy | SEC RFP-C001594779 | 906508655 | 760 906508655 LIFTER,DRUM GRIPPER | 760 906508655 LIFTER,DRUM GRIPPER | 1 | ALLRFPs\Saudi Energy\SEC RFP-C001594779\downloaded-rfp\SEC RFP-C001594779.xls
Saudi Energy | SEC RFP-C001594779 | 909101458 | 770 909101458 PALLET,STORAGE,PLST | 770 909101458 PALLET,STORAGE,PLST | 300 | ALLRFPs\Saudi Energy\SEC RFP-C001594779\downloaded-rfp\SEC RFP-C001594779.xls
Saudi Energy | SEC RFP-C001594779 | 906508621 | 890 906508621 LADDER:MOBILE,3.5 M HT FO... | 890 906508621 LADDER:MOBILE,3.5 M HT FOR PLATFORM,STL, | 2 | ALLRFPs\Saudi Energy\SEC RFP-C001594779\downloaded-rfp\SEC RFP-C001594779.xls
Saudi Energy | SEC RFP-C001594779 | 906508622 | 900 906508622 LADDER:MOBILE,4 M HT FOR ... | 900 906508622 LADDER:MOBILE,4 M HT FOR PLATFORM,STL,CO | 2 | ALLRFPs\Saudi Energy\SEC RFP-C001594779\downloaded-rfp\SEC RFP-C001594779.xls
Saudi Energy | SEC RFP-C001594779 | 906508615 | 910 906508615 TRUCK,HAND,2500 KG | 910 906508615 TRUCK,HAND,2500 KG | 4 | ALLRFPs\Saudi Energy\SEC RFP-C001594779\downloaded-rfp\SEC RFP-C001594779.xls
Saudi Energy | SEC RFP-C001594779 | 906508638 | 960 906508638 TRUCK,HAND,200 KG PER LEV... | 960 906508638 TRUCK,HAND,200 KG PER LEVEL,RBR WHEELS | 2 | ALLRFPs\Saudi Energy\SEC RFP-C001594779\downloaded-rfp\SEC RFP-C001594779.xls
Saudi Energy | SEC RFP-C001594779 | 906508649 | 1000 906508649 FORK,FORK EXTENSION,150 C... | 1000 906508649 FORK,FORK EXTENSION,150 CM LG,STL | 1 | ALLRFPs\Saudi Energy\SEC RFP-C001594779\downloaded-rfp\SEC RFP-C001594779.xls
Saudi Energy | SEC RFP-C001594779 | 906508616 | 1050 906508616 LADDER:MOBILE,0.75 M HT F... | 1050 906508616 LADDER:MOBILE,0.75 M HT FOR PLATFORM,STL | 3 | ALLRFPs\Saudi Energy\SEC RFP-C001594779\downloaded-rfp\SEC RFP-C001594779.xls
Saudi Energy | SEC RFP-C001594779 | 906508629 | 1120 906508629 TRUCK,HAND,MORE THAN 1000... | 1120 906508629 TRUCK,HAND,MORE THAN 1000 KG,RBR WHEELS | 3 | ALLRFPs\Saudi Energy\SEC RFP-C001594779\downloaded-rfp\SEC RFP-C001594779.xls
Saudi Energy | SEC RFP-C001594779 | 906508611 | 1150 906508611 BIN:STORAGE,203 MM WD X 3... | 1150 906508611 BIN:STORAGE,203 MM WD X 356 MM LG X 127 | 300 | ALLRFPs\Saudi Energy\SEC RFP-C001594779\downloaded-rfp\SEC RFP-C001594779.xls
Saudi Energy | SEC RFP-C001594779 | 905020034 | 1380 905020034 PALLET,STORAGE,PE | 1380 905020034 PALLET,STORAGE,PE | 5 | ALLRFPs\Saudi Energy\SEC RFP-C001594779\downloaded-rfp\SEC RFP-C001594779.xls
Saudi Energy | SEC RFP-C001596839 - 6001596839 | 905519642 | 10 905519642 CABLE,ELEC,CU,XLPE,1000SQ... | 10 905519642 CABLE,ELEC,CU,XLPE,1000SQMM,1,#DECA00601 | 500 | ALLRFPs\Saudi Energy\SEC RFP-C001596839 - 6001596839\downloaded-rfp\SEC RFP-C001596839 - 6001596839.xls
Saudi Energy | SEC RFP-C001596933 - 6001596933 | 905846157 | 10 905846157 CABLE,ELEC,CU,XLPE,1000SQ... | 10 905846157 CABLE,ELEC,CU,XLPE,1000SQMM,1,#1321000 | 2 | ALLRFPs\Saudi Energy\SEC RFP-C001596933 - 6001596933\downloaded-rfp\SEC RFP-C001596933 - 6001596933.xls
Saudi Energy | SEC RFP-C001597754 | 901224492 | 10 901224492 WELL:NO MODIFIER,PROTECTI... | 10 901224492 WELL:NO MODIFIER,PROTECTING WELL,STAINLE | 2 | ALLRFPs\Saudi Energy\SEC RFP-C001597754\downloaded-rfp\SEC RFP-C001597754.xls
Saudi Energy | SEC RFP-C001597774 | 909302505 | 10 909302505 CABLE,ELEC,CU,RXP GP/ R-7... | 10 909302505 CABLE,ELEC,CU,RXP GP/ R-7,35SQMM,4C,#BNA | 300 | ALLRFPs\Saudi Energy\SEC RFP-C001597774\downloaded-rfp\SEC RFP-C001597774.xls
Saudi Energy | SEC RFP-C001598603 | 901327132 | 10 901327132 KIT,HRSG LP BYPASS | 10 901327132 KIT,HRSG LP BYPASS | 3 | ALLRFPs\Saudi Energy\SEC RFP-C001598603\downloaded-rfp\SEC RFP-C001598603.xls
Saudi Energy | SEC RFP-C001598603 | 901321674 | 20 901321674 KIT,HYDRAULIC CYLINDER,DI... | 20 901321674 KIT,HYDRAULIC CYLINDER,DIVERTER DAMPER,R | 1 | ALLRFPs\Saudi Energy\SEC RFP-C001598603\downloaded-rfp\SEC RFP-C001598603.xls
Saudi Energy | SEC RFP-C001598603 | 901326046 | 30 901326046 BLADDER,ACCUM,20 IN,#4251... | 30 901326046 BLADDER,ACCUM,20 IN,#4251092 | 4 | ALLRFPs\Saudi Energy\SEC RFP-C001598603\downloaded-rfp\SEC RFP-C001598603.xls
Saudi Energy | SEC RFP-C001598603 | 901321924 | 40 901321924 FAN:AXIAL FLOW,520 MM DIA... | 40 901321924 FAN:AXIAL FLOW,520 MM DIA X 230 MM DP,22 | 8 | ALLRFPs\Saudi Energy\SEC RFP-C001598603\downloaded-rfp\SEC RFP-C001598603.xls
Saudi Energy | SEC RFP-C001598603 | 902500089 | 50 902500089 INSUL:ELEC,FORM:U,,INSUL:... | 50 902500089 INSUL:ELEC,FORM:U,,INSUL:FIBER,SZ:730 MM | 1 | ALLRFPs\Saudi Energy\SEC RFP-C001598603\downloaded-rfp\SEC RFP-C001598603.xls
Saudi Energy | SEC RFP-C001598603 | 901301651 | 60 901301651 FAN:AXIAL FLOW,470 MM DIA... | 60 901301651 FAN:AXIAL FLOW,470 MM DIA X 354 MM HT,22 | 4 | ALLRFPs\Saudi Energy\SEC RFP-C001598603\downloaded-rfp\SEC RFP-C001598603.xls
Saudi Energy | SEC RFP-C001598603 | 901303275 | 70 901303275 KIT,INTAKE AREA,VFD PANEL | 70 901303275 KIT,INTAKE AREA,VFD PANEL | 2 | ALLRFPs\Saudi Energy\SEC RFP-C001598603\downloaded-rfp\SEC RFP-C001598603.xls
Saudi Energy | SEC RFP-C001598603 | 901321387 | 80 901321387 SUPPORT,GT-GENERATOR/BRUS... | 80 901321387 SUPPORT,GT-GENERATOR/BRUSH RIGGING ASSEM | 1 | ALLRFPs\Saudi Energy\SEC RFP-C001598603\downloaded-rfp\SEC RFP-C001598603.xls
Saudi Energy | SEC RFP-C001598603 | 901321888 | 90 901321888 RELAY:MULTIFUNCTION,BREAK... | 90 901321888 RELAY:MULTIFUNCTION,BREAKER BUS MANAGEME | 2 | ALLRFPs\Saudi Energy\SEC RFP-C001598603\downloaded-rfp\SEC RFP-C001598603.xls
Saudi Energy | SEC RFP-C001598603 | 901322007 | 100 901322007 RELAY:MULTIFUNCTION,BREAK... | 100 901322007 RELAY:MULTIFUNCTION,BREAKER,BUS AND GENE | 2 | ALLRFPs\Saudi Energy\SEC RFP-C001598603\downloaded-rfp\SEC RFP-C001598603.xls
Saudi Energy | SEC RFP-C001598603 | 901322008 | 110 901322008 RELAY:MULTIFUNCTION,BREAK... | 110 901322008 RELAY:MULTIFUNCTION,BREAKER,BUS, GENERAT | 2 | ALLRFPs\Saudi Energy\SEC RFP-C001598603\downloaded-rfp\SEC RFP-C001598603.xls
Saudi Energy | SEC RFP-C001598603 | 901322787 | 120 901322787 WEDGE,GAS TURBINE GENERAT... | 120 901322787 WEDGE,GAS TURBINE GENERATOR, FLUX PROBE | 2 | ALLRFPs\Saudi Energy\SEC RFP-C001598603\downloaded-rfp\SEC RFP-C001598603.xls
Saudi Energy | SEC RFP-C001598603 | 901110850 | 130 901110850 SUPPORT,BRUSH RIGGING ASS... | 130 901110850 SUPPORT,BRUSH RIGGING ASSY,SSTL AND HYLA | 1 | ALLRFPs\Saudi Energy\SEC RFP-C001598603\downloaded-rfp\SEC RFP-C001598603.xls
Saudi Energy | SEC RFP-C001598603 | 901207864 | 140 901207864 METER:MULTIFUNCTION,KV, K... | 140 901207864 METER:MULTIFUNCTION,KV, KA, MW, MVAR, PF | 5 | ALLRFPs\Saudi Energy\SEC RFP-C001598603\downloaded-rfp\SEC RFP-C001598603.xls
Saudi Energy | SEC RFP-C001598603 | 901321586 | 150 901321586 TRANSDUCER:POSITION,200 M... | 150 901321586 TRANSDUCER:POSITION,200 MM INPUT,4 TO 20 | 12 | ALLRFPs\Saudi Energy\SEC RFP-C001598603\downloaded-rfp\SEC RFP-C001598603.xls
Saudi Energy | SEC RFP-C001598603 | 901321644 | 160 901321644 TRANSDUCER:POSITION,100 M... | 160 901321644 TRANSDUCER:POSITION,100 MM INPUT,4 TO 20 | 12 | ALLRFPs\Saudi Energy\SEC RFP-C001598603\downloaded-rfp\SEC RFP-C001598603.xls
Saudi Energy | SEC RFP-C001598603 | 901321596 | 170 901321596 TRANSDUCER:POSITION,100 M... | 170 901321596 TRANSDUCER:POSITION,100 MM INPUT,600 OHM | 2 | ALLRFPs\Saudi Energy\SEC RFP-C001598603\downloaded-rfp\SEC RFP-C001598603.xls
Saudi Energy | SEC RFP-C001598603 | 901322018 | 180 901322018 GAUGE,DIFF PRESS,0 TO 1 B... | 180 901322018 GAUGE,DIFF PRESS,0 TO 1 BAR,160 MM DIAL | 4 | ALLRFPs\Saudi Energy\SEC RFP-C001598603\downloaded-rfp\SEC RFP-C001598603.xls
Saudi Energy | SEC RFP-C001598603 | 901321594 | 190 901321594 TRANSDUCER:POSITION,200 M... | 190 901321594 TRANSDUCER:POSITION,200 MM INPUT,600 OHM | 2 | ALLRFPs\Saudi Energy\SEC RFP-C001598603\downloaded-rfp\SEC RFP-C001598603.xls
Saudi Energy | SEC RFP-C001598673 | 901148338 | 10 901148338 O-RING:BULK NOUN,CLR:,,H:... | 10 901148338 O-RING:BULK NOUN,CLR:,,H:,INDUSTRY STAND | 1 | ALLRFPs\Saudi Energy\SEC RFP-C001598673\downloaded-rfp\SEC RFP-C001598673.xls
Saudi Energy | SEC RFP-C001598673 | 900130271 | 20 900130271 O-RING,BULK NOUN: | 20 900130271 O-RING,BULK NOUN: | 1 | ALLRFPs\Saudi Energy\SEC RFP-C001598673\downloaded-rfp\SEC RFP-C001598673.xls
Saudi Energy | SEC RFP-C001598673 | 900130301 | 30 900130301 GASKET,BULK NOUN: | 30 900130301 GASKET,BULK NOUN: | 1 | ALLRFPs\Saudi Energy\SEC RFP-C001598673\downloaded-rfp\SEC RFP-C001598673.xls
Saudi Energy | SEC RFP-C001598673 | 900130302 | 40 900130302 GASKET,BULK NOUN: | 40 900130302 GASKET,BULK NOUN: | 1 | ALLRFPs\Saudi Energy\SEC RFP-C001598673\downloaded-rfp\SEC RFP-C001598673.xls
Saudi Energy | SEC RFP-C001598673 | 900130267 | 50 900130267 O-RING,BULK NOUN: | 50 900130267 O-RING,BULK NOUN: | 1 | ALLRFPs\Saudi Energy\SEC RFP-C001598673\downloaded-rfp\SEC RFP-C001598673.xls
Saudi Energy | SEC RFP-C001598673 | 900130273 | 60 900130273 O-RING,BULK NOUN: | 60 900130273 O-RING,BULK NOUN: | 1 | ALLRFPs\Saudi Energy\SEC RFP-C001598673\downloaded-rfp\SEC RFP-C001598673.xls
Saudi Energy | SEC RFP-C001598673 | 900130304 | 70 900130304 GASKET,BULK NOUN: | 70 900130304 GASKET,BULK NOUN: | 1 | ALLRFPs\Saudi Energy\SEC RFP-C001598673\downloaded-rfp\SEC RFP-C001598673.xls
Saudi Energy | SEC RFP-C001598673 | 900130303 | 80 900130303 GASKET,BULK NOUN: | 80 900130303 GASKET,BULK NOUN: | 1 | ALLRFPs\Saudi Energy\SEC RFP-C001598673\downloaded-rfp\SEC RFP-C001598673.xls
Saudi Energy | SEC RFP-C001598673 | 900130300 | 90 900130300 GASKET,BULK NOUN: | 90 900130300 GASKET,BULK NOUN: | 1 | ALLRFPs\Saudi Energy\SEC RFP-C001598673\downloaded-rfp\SEC RFP-C001598673.xls
Saudi Energy | SEC RFP-C001598673 | 900130265 | 100 900130265 O-RING,BULK NOUN: | 100 900130265 O-RING,BULK NOUN: | 1 | ALLRFPs\Saudi Energy\SEC RFP-C001598673\downloaded-rfp\SEC RFP-C001598673.xls
Saudi Energy | SEC RFP-C001598673 | 900130313 | 110 900130313 SPRING,RIPPLE: | 110 900130313 SPRING,RIPPLE: | 100 | ALLRFPs\Saudi Energy\SEC RFP-C001598673\downloaded-rfp\SEC RFP-C001598673.xls
Saudi Energy | SEC RFP-C001598673 | 900130312 | 120 900130312 SPRING,DISC: | 120 900130312 SPRING,DISC: | 24 | ALLRFPs\Saudi Energy\SEC RFP-C001598673\downloaded-rfp\SEC RFP-C001598673.xls
Saudi Energy | SEC RFP-C001598673 | 900130269 | 130 900130269 O-RING:BULK NOUN,CLR:,,H:... | 130 900130269 O-RING:BULK NOUN,CLR:,,H:,INDUSTRY STAND | 2 | ALLRFPs\Saudi Energy\SEC RFP-C001598673\downloaded-rfp\SEC RFP-C001598673.xls
Saudi Energy | SEC RFP-C001598673 | 900130299 | 140 900130299 GASKET,BULK NOUN: | 140 900130299 GASKET,BULK NOUN: | 25 | ALLRFPs\Saudi Energy\SEC RFP-C001598673\downloaded-rfp\SEC RFP-C001598673.xls
Saudi Energy | SEC RFP-C001598673 | 900130266 | 150 900130266 O-RING,BULK NOUN: | 150 900130266 O-RING,BULK NOUN: | 4 | ALLRFPs\Saudi Energy\SEC RFP-C001598673\downloaded-rfp\SEC RFP-C001598673.xls
Saudi Energy | SEC RFP-C001598673 | 900130276 | 160 900130276 O-RING,BULK NOUN: | 160 900130276 O-RING,BULK NOUN: | 4 | ALLRFPs\Saudi Energy\SEC RFP-C001598673\downloaded-rfp\SEC RFP-C001598673.xls
Saudi Energy | SEC RFP-C001598673 | 900130275 | 170 900130275 O-RING,BULK NOUN: | 170 900130275 O-RING,BULK NOUN: | 2 | ALLRFPs\Saudi Energy\SEC RFP-C001598673\downloaded-rfp\SEC RFP-C001598673.xls
Saudi Energy | SEC RFP-C001598673 | 900130277 | 180 900130277 O-RING,BULK NOUN: | 180 900130277 O-RING,BULK NOUN: | 2 | ALLRFPs\Saudi Energy\SEC RFP-C001598673\downloaded-rfp\SEC RFP-C001598673.xls
Saudi Energy | SEC RFP-C001598673 | 900130310 | 190 900130310 INSERT,BULK NOUN: | 190 900130310 INSERT,BULK NOUN: | 2 | ALLRFPs\Saudi Energy\SEC RFP-C001598673\downloaded-rfp\SEC RFP-C001598673.xls
Saudi Energy | SEC RFP-C001598673 | 900130268 | 200 900130268 O-RING,BULK NOUN: | 200 900130268 O-RING,BULK NOUN: | 2 | ALLRFPs\Saudi Energy\SEC RFP-C001598673\downloaded-rfp\SEC RFP-C001598673.xls
Saudi Energy | SEC RFP-C001598673 | 900130308 | 210 900130308 GASKET,BULK NOUN: | 210 900130308 GASKET,BULK NOUN: | 2 | ALLRFPs\Saudi Energy\SEC RFP-C001598673\downloaded-rfp\SEC RFP-C001598673.xls
Saudi Energy | SEC RFP-C001598673 | 900130274 | 220 900130274 O-RING,BULK NOUN: | 220 900130274 O-RING,BULK NOUN: | 1 | ALLRFPs\Saudi Energy\SEC RFP-C001598673\downloaded-rfp\SEC RFP-C001598673.xls
Saudi Energy | SEC RFP-C001598673 | 900130307 | 230 900130307 GASKET,BULK NOUN: | 230 900130307 GASKET,BULK NOUN: | 1 | ALLRFPs\Saudi Energy\SEC RFP-C001598673\downloaded-rfp\SEC RFP-C001598673.xls
Saudi Energy | SEC RFP-C001598673 | 900130272 | 240 900130272 O-RING,BULK NOUN: | 240 900130272 O-RING,BULK NOUN: | 6 | ALLRFPs\Saudi Energy\SEC RFP-C001598673\downloaded-rfp\SEC RFP-C001598673.xls
Saudi Energy | SEC RFP-C001598673 | 900130305 | 250 900130305 GASKET,BULK NOUN: | 250 900130305 GASKET,BULK NOUN: | 1 | ALLRFPs\Saudi Energy\SEC RFP-C001598673\downloaded-rfp\SEC RFP-C001598673.xls
Saudi Energy | SEC RFP-C001598673 | 900130306 | 260 900130306 GASKET,BULK NOUN: | 260 900130306 GASKET,BULK NOUN: | 1 | ALLRFPs\Saudi Energy\SEC RFP-C001598673\downloaded-rfp\SEC RFP-C001598673.xls
Saudi Energy | SEC RFP-C001598673 | 900130291 | 270 900130291 CLAMP,BULK NOUN: | 270 900130291 CLAMP,BULK NOUN: | 1 | ALLRFPs\Saudi Energy\SEC RFP-C001598673\downloaded-rfp\SEC RFP-C001598673.xls
Saudi Energy | SEC RFP-C001598673 | 900130309 | 280 900130309 SUPPORT,BULK NOUN: | 280 900130309 SUPPORT,BULK NOUN: | 1 | ALLRFPs\Saudi Energy\SEC RFP-C001598673\downloaded-rfp\SEC RFP-C001598673.xls
Saudi Energy | SEC RFP-C001598673 | 900130318 | 290 900130318 GUIDE,BULK NOUN: | 290 900130318 GUIDE,BULK NOUN: | 1 | ALLRFPs\Saudi Energy\SEC RFP-C001598673\downloaded-rfp\SEC RFP-C001598673.xls
Saudi Energy | SEC RFP-C001598673 | 900130311 | 300 900130311 PISTON,BULK NOUN: | 300 900130311 PISTON,BULK NOUN: | 1 | ALLRFPs\Saudi Energy\SEC RFP-C001598673\downloaded-rfp\SEC RFP-C001598673.xls
Saudi Energy | SEC RFP-C001598673 | 900130286 | 310 900130286 SCREW,PIN: | 310 900130286 SCREW,PIN: | 1 | ALLRFPs\Saudi Energy\SEC RFP-C001598673\downloaded-rfp\SEC RFP-C001598673.xls
Saudi Energy | SEC RFP-C001598673 | 901147450 | 320 901147450 GASKET,BULK NOUN: | 320 901147450 GASKET,BULK NOUN: | 15 | ALLRFPs\Saudi Energy\SEC RFP-C001598673\downloaded-rfp\SEC RFP-C001598673.xls
Saudi Energy | SEC RFP-C001598673 | 901123110 | 330 901123110 CABLE:PREMADE,ROTOR VIBRA... | 330 901123110 CABLE:PREMADE,ROTOR VIBRATION,2 MM,COPPE | 6 | ALLRFPs\Saudi Energy\SEC RFP-C001598673\downloaded-rfp\SEC RFP-C001598673.xls
Saudi Energy | SEC RFP-C001598673 | 901113908 | 340 901113908 DISK,COMPACT,#52261017059 | 340 901113908 DISK,COMPACT,#52261017059 | 2 | ALLRFPs\Saudi Energy\SEC RFP-C001598673\downloaded-rfp\SEC RFP-C001598673.xls
Saudi Energy | SEC RFP-C001598673 | 522610170 | 340 901113908 DISK,COMPACT,#52261017059 | 340 901113908 DISK,COMPACT,#52261017059 | 2 | ALLRFPs\Saudi Energy\SEC RFP-C001598673\downloaded-rfp\SEC RFP-C001598673.xls
Saudi Energy | SEC RFP-C001598673 | 901113911 | 350 901113911 DISK,COMPACT,#32301420200 | 350 901113911 DISK,COMPACT,#32301420200 | 1 | ALLRFPs\Saudi Energy\SEC RFP-C001598673\downloaded-rfp\SEC RFP-C001598673.xls
Saudi Energy | SEC RFP-C001598673 | 323014202 | 350 901113911 DISK,COMPACT,#32301420200 | 350 901113911 DISK,COMPACT,#32301420200 | 1 | ALLRFPs\Saudi Energy\SEC RFP-C001598673\downloaded-rfp\SEC RFP-C001598673.xls
Saudi Energy | SEC RFP-C001598673 | 901114886 | 360 901114886 WIRE,ELEC,CNDCTR,INSUL,#5... | 360 901114886 WIRE,ELEC,CNDCTR,INSUL,#51503000200 | 1 | ALLRFPs\Saudi Energy\SEC RFP-C001598673\downloaded-rfp\SEC RFP-C001598673.xls
Saudi Energy | SEC RFP-C001599648 | 909500720 | 10 909500720 STAND:MOUNTING/SUPPORTING | 10 909500720 STAND:MOUNTING/SUPPORTING | 30 | ALLRFPs\Saudi Energy\SEC RFP-C001599648\downloaded-rfp\SEC RFP-C001599648.xls
Saudi Energy | SEC RFP-C001599675 | 901200042 | 10 901200042 GASKET,PIPING ARRANGMENT,... | 10 901200042 GASKET,PIPING ARRANGMENT,FLANGE, NON SPI | 6 | ALLRFPs\Saudi Energy\SEC RFP-C001599675\downloaded-rfp\SEC RFP-C001599675.xls
Saudi Energy | SEC RFP-C001599675 | 901400321 | 20 901400321 GASKET,SPRLWND,3IN PS,#N5... | 20 901400321 GASKET,SPRLWND,3IN PS,#N5606P03006G11 | 13 | ALLRFPs\Saudi Energy\SEC RFP-C001599675\downloaded-rfp\SEC RFP-C001599675.xls
Saudi Energy | SEC RFP-C001599675 | 902008769 | 30 902008769 CABLE:IGNITION,10 MM DIA ... | 30 902008769 CABLE:IGNITION,10 MM DIA X 8 M LG,RBR BR | 8 | ALLRFPs\Saudi Energy\SEC RFP-C001599675\downloaded-rfp\SEC RFP-C001599675.xls
Saudi Energy | SEC RFP-C001599675 | 905898646 | 40 905898646 CLIP,TUBING,GAS TURBINE,5... | 40 905898646 CLIP,TUBING,GAS TURBINE,5/8 IN DIA X 5/8 | 8 | ALLRFPs\Saudi Energy\SEC RFP-C001599675\downloaded-rfp\SEC RFP-C001599675.xls
Saudi Energy | SEC RFP-C001599675 | 905942922 | 50 905942922 GASKET,ATOMIZING AIR PIPI... | 50 905942922 GASKET,ATOMIZING AIR PIPING ARRANGEMENT, | 111 | ALLRFPs\Saudi Energy\SEC RFP-C001599675\downloaded-rfp\SEC RFP-C001599675.xls
Saudi Energy | SEC RFP-C001599728 | 901224466 | 10 901224466 SW:DISC,15 TO 30 VDC,MAN... | 10 901224466 SW:DISC,15 TO 30 VDC,MANUAL:OPR,2P2T,FL | 400 | ALLRFPs\Saudi Energy\SEC RFP-C001599728\downloaded-rfp\SEC RFP-C001599728.xls
Saudi Energy | SEC RFP-C001599728 | 901224500 | 20 901224500 FTNG:BULK NOUN | 20 901224500 FTNG:BULK NOUN | 5 | ALLRFPs\Saudi Energy\SEC RFP-C001599728\downloaded-rfp\SEC RFP-C001599728.xls
Saudi Energy | SEC RFP-C001599728 | 901224516 | 30 901224516 BLK:BULK NOUN | 30 901224516 BLK:BULK NOUN | 15 | ALLRFPs\Saudi Energy\SEC RFP-C001599728\downloaded-rfp\SEC RFP-C001599728.xls
Saudi Energy | SEC RFP-C001599728 | 901476892 | 40 901476892 SENSOR,AIR COMPRESSORS/PR... | 40 901476892 SENSOR,AIR COMPRESSORS/PRESSURE SENSOR,M | 1 | ALLRFPs\Saudi Energy\SEC RFP-C001599728\downloaded-rfp\SEC RFP-C001599728.xls
Saudi Energy | SEC RFP-C001599728 | 909200135 | 50 909200135 COMPENSATOR:PRESSURE,AIR ... | 50 909200135 COMPENSATOR:PRESSURE,AIR COMPRESSOR,ANSI | 8 | ALLRFPs\Saudi Energy\SEC RFP-C001599728\downloaded-rfp\SEC RFP-C001599728.xls
Saudi Energy | SEC RFP-C001599728 | 909200753 | 60 909200753 MUFFLER:SILENCER,1.5 IN,T... | 60 909200753 MUFFLER:SILENCER,1.5 IN,THREAD,STEEL,AST | 8 | ALLRFPs\Saudi Energy\SEC RFP-C001599728\downloaded-rfp\SEC RFP-C001599728.xls
Saudi Energy | SEC RFP-C001599728 | 902468021 | 70 902468021 CLAMP,BULK NOUN:SSTL,AIR ... | 70 902468021 CLAMP,BULK NOUN:SSTL,AIR COMPRESSOR / HO | 4 | ALLRFPs\Saudi Energy\SEC RFP-C001599728\downloaded-rfp\SEC RFP-C001599728.xls
Saudi Energy | SEC RFP-C001600096 | 901200597 | 10 901200597 FAN:CENTRIFUGAL,1/2 HP 11... | 10 901200597 FAN:CENTRIFUGAL,1/2 HP 115/230 VAC 1725 | 1 | ALLRFPs\Saudi Energy\SEC RFP-C001600096\downloaded-rfp\SEC RFP-C001600096.xls
Saudi Energy | SEC RFP-C001600096 | 905508158 | 20 905508158 STAND:MOUNTING/SUPPORTING... | 20 905508158 STAND:MOUNTING/SUPPORTING,LIQUID FUEL NO | 1 | ALLRFPs\Saudi Energy\SEC RFP-C001600096\downloaded-rfp\SEC RFP-C001600096.xls
Saudi Energy | SEC RFP-C001600096 | 901304013 | 30 901304013 BLOWER:ROTARY,HELICAL SCR... | 30 901304013 BLOWER:ROTARY,HELICAL SCREW,97 TO 362 CF | 1 | ALLRFPs\Saudi Energy\SEC RFP-C001600096\downloaded-rfp\SEC RFP-C001600096.xls
Saudi Energy | SEC RFP-C001601536 - 6001601536 | 905836485 | 10 905836485 CABLE,ELEC,CU,XLPE,630SQM... | 10 905836485 CABLE,ELEC,CU,XLPE,630SQMM,1,#ES5AH30R10 | 500 | ALLRFPs\Saudi Energy\SEC RFP-C001601536 - 6001601536\downloaded-rfp\SEC RFP-C001601536 - 6001601536.xls
Saudi Energy | SEC RFP-C001601536 - 6001601536 | 905846437 | 20 905846437 CABLE,ELEC,CU,XLPE,630SQM... | 20 905846437 CABLE,ELEC,CU,XLPE,630SQMM,1,#MVCABLE193 | 500 | ALLRFPs\Saudi Energy\SEC RFP-C001601536 - 6001601536\downloaded-rfp\SEC RFP-C001601536 - 6001601536.xls
Saudi Energy | SEC RFP-C001601539 - 6001601539 | 903109442 | 10 903109442 CABLE,ELEC,CU,XLPE,400 SQ... | 10 903109442 CABLE,ELEC,CU,XLPE,400 SQMM,1,#EH4736947 | 500 | ALLRFPs\Saudi Energy\SEC RFP-C001601539 - 6001601539\downloaded-rfp\SEC RFP-C001601539 - 6001601539.xls
Saudi Energy | SEC RFP-C001601539 - 6001601539 | 909499681 | 20 909499681 CABLE,ELEC,CU/XLPE/CWS/LA... | 20 909499681 CABLE,ELEC,CU/XLPE/CWS/LAT/HDPE,#HTK2UUH | 500 | ALLRFPs\Saudi Energy\SEC RFP-C001601539 - 6001601539\downloaded-rfp\SEC RFP-C001601539 - 6001601539.xls
Saudi Energy | SEC RFP-C001604484 | 901148338 | 10 901148338 O-RING:BULK NOUN,CLR:,,H:... | 10 901148338 O-RING:BULK NOUN,CLR:,,H:,INDUSTRY STAND | 1 | ALLRFPs\Saudi Energy\SEC RFP-C001604484\downloaded-rfp\SEC RFP-C001604484.xls
Saudi Energy | SEC RFP-C001604484 | 900130271 | 20 900130271 O-RING,BULK NOUN: | 20 900130271 O-RING,BULK NOUN: | 1 | ALLRFPs\Saudi Energy\SEC RFP-C001604484\downloaded-rfp\SEC RFP-C001604484.xls
Saudi Energy | SEC RFP-C001604484 | 900130301 | 30 900130301 GASKET,BULK NOUN: | 30 900130301 GASKET,BULK NOUN: | 1 | ALLRFPs\Saudi Energy\SEC RFP-C001604484\downloaded-rfp\SEC RFP-C001604484.xls
Saudi Energy | SEC RFP-C001604484 | 900130302 | 40 900130302 GASKET,BULK NOUN: | 40 900130302 GASKET,BULK NOUN: | 1 | ALLRFPs\Saudi Energy\SEC RFP-C001604484\downloaded-rfp\SEC RFP-C001604484.xls
Saudi Energy | SEC RFP-C001604484 | 900130267 | 50 900130267 O-RING,BULK NOUN: | 50 900130267 O-RING,BULK NOUN: | 1 | ALLRFPs\Saudi Energy\SEC RFP-C001604484\downloaded-rfp\SEC RFP-C001604484.xls
Saudi Energy | SEC RFP-C001604484 | 900130273 | 60 900130273 O-RING,BULK NOUN: | 60 900130273 O-RING,BULK NOUN: | 1 | ALLRFPs\Saudi Energy\SEC RFP-C001604484\downloaded-rfp\SEC RFP-C001604484.xls
Saudi Energy | SEC RFP-C001604484 | 900130304 | 70 900130304 GASKET,BULK NOUN: | 70 900130304 GASKET,BULK NOUN: | 1 | ALLRFPs\Saudi Energy\SEC RFP-C001604484\downloaded-rfp\SEC RFP-C001604484.xls
Saudi Energy | SEC RFP-C001604484 | 900130303 | 80 900130303 GASKET,BULK NOUN: | 80 900130303 GASKET,BULK NOUN: | 1 | ALLRFPs\Saudi Energy\SEC RFP-C001604484\downloaded-rfp\SEC RFP-C001604484.xls
Saudi Energy | SEC RFP-C001604484 | 900130300 | 90 900130300 GASKET,BULK NOUN: | 90 900130300 GASKET,BULK NOUN: | 1 | ALLRFPs\Saudi Energy\SEC RFP-C001604484\downloaded-rfp\SEC RFP-C001604484.xls
Saudi Energy | SEC RFP-C001604484 | 900130265 | 100 900130265 O-RING,BULK NOUN: | 100 900130265 O-RING,BULK NOUN: | 1 | ALLRFPs\Saudi Energy\SEC RFP-C001604484\downloaded-rfp\SEC RFP-C001604484.xls
Saudi Energy | SEC RFP-C001604484 | 900130313 | 110 900130313 SPRING,RIPPLE: | 110 900130313 SPRING,RIPPLE: | 100 | ALLRFPs\Saudi Energy\SEC RFP-C001604484\downloaded-rfp\SEC RFP-C001604484.xls
Saudi Energy | SEC RFP-C001604484 | 900130312 | 120 900130312 SPRING,DISC: | 120 900130312 SPRING,DISC: | 24 | ALLRFPs\Saudi Energy\SEC RFP-C001604484\downloaded-rfp\SEC RFP-C001604484.xls
Saudi Energy | SEC RFP-C001604484 | 900130269 | 130 900130269 O-RING:BULK NOUN,CLR:,,H:... | 130 900130269 O-RING:BULK NOUN,CLR:,,H:,INDUSTRY STAND | 2 | ALLRFPs\Saudi Energy\SEC RFP-C001604484\downloaded-rfp\SEC RFP-C001604484.xls
Saudi Energy | SEC RFP-C001604484 | 900130299 | 140 900130299 GASKET,BULK NOUN: | 140 900130299 GASKET,BULK NOUN: | 25 | ALLRFPs\Saudi Energy\SEC RFP-C001604484\downloaded-rfp\SEC RFP-C001604484.xls
Saudi Energy | SEC RFP-C001604484 | 900130266 | 150 900130266 O-RING,BULK NOUN: | 150 900130266 O-RING,BULK NOUN: | 4 | ALLRFPs\Saudi Energy\SEC RFP-C001604484\downloaded-rfp\SEC RFP-C001604484.xls
Saudi Energy | SEC RFP-C001604484 | 900130276 | 160 900130276 O-RING,BULK NOUN: | 160 900130276 O-RING,BULK NOUN: | 4 | ALLRFPs\Saudi Energy\SEC RFP-C001604484\downloaded-rfp\SEC RFP-C001604484.xls
Saudi Energy | SEC RFP-C001604484 | 900130275 | 170 900130275 O-RING,BULK NOUN: | 170 900130275 O-RING,BULK NOUN: | 2 | ALLRFPs\Saudi Energy\SEC RFP-C001604484\downloaded-rfp\SEC RFP-C001604484.xls
Saudi Energy | SEC RFP-C001604484 | 900130277 | 180 900130277 O-RING,BULK NOUN: | 180 900130277 O-RING,BULK NOUN: | 2 | ALLRFPs\Saudi Energy\SEC RFP-C001604484\downloaded-rfp\SEC RFP-C001604484.xls
Saudi Energy | SEC RFP-C001604484 | 900130310 | 190 900130310 INSERT,BULK NOUN: | 190 900130310 INSERT,BULK NOUN: | 2 | ALLRFPs\Saudi Energy\SEC RFP-C001604484\downloaded-rfp\SEC RFP-C001604484.xls
Saudi Energy | SEC RFP-C001604484 | 900130268 | 200 900130268 O-RING,BULK NOUN: | 200 900130268 O-RING,BULK NOUN: | 2 | ALLRFPs\Saudi Energy\SEC RFP-C001604484\downloaded-rfp\SEC RFP-C001604484.xls
Saudi Energy | SEC RFP-C001604484 | 900130308 | 210 900130308 GASKET,BULK NOUN: | 210 900130308 GASKET,BULK NOUN: | 2 | ALLRFPs\Saudi Energy\SEC RFP-C001604484\downloaded-rfp\SEC RFP-C001604484.xls
Saudi Energy | SEC RFP-C001604484 | 900130274 | 220 900130274 O-RING,BULK NOUN: | 220 900130274 O-RING,BULK NOUN: | 1 | ALLRFPs\Saudi Energy\SEC RFP-C001604484\downloaded-rfp\SEC RFP-C001604484.xls
Saudi Energy | SEC RFP-C001604484 | 900130307 | 230 900130307 GASKET,BULK NOUN: | 230 900130307 GASKET,BULK NOUN: | 1 | ALLRFPs\Saudi Energy\SEC RFP-C001604484\downloaded-rfp\SEC RFP-C001604484.xls
Saudi Energy | SEC RFP-C001604484 | 900130272 | 240 900130272 O-RING,BULK NOUN: | 240 900130272 O-RING,BULK NOUN: | 6 | ALLRFPs\Saudi Energy\SEC RFP-C001604484\downloaded-rfp\SEC RFP-C001604484.xls
Saudi Energy | SEC RFP-C001604484 | 900130305 | 250 900130305 GASKET,BULK NOUN: | 250 900130305 GASKET,BULK NOUN: | 1 | ALLRFPs\Saudi Energy\SEC RFP-C001604484\downloaded-rfp\SEC RFP-C001604484.xls
Saudi Energy | SEC RFP-C001604484 | 900130306 | 260 900130306 GASKET,BULK NOUN: | 260 900130306 GASKET,BULK NOUN: | 1 | ALLRFPs\Saudi Energy\SEC RFP-C001604484\downloaded-rfp\SEC RFP-C001604484.xls
Saudi Energy | SEC RFP-C001604484 | 900130291 | 270 900130291 CLAMP,BULK NOUN: | 270 900130291 CLAMP,BULK NOUN: | 1 | ALLRFPs\Saudi Energy\SEC RFP-C001604484\downloaded-rfp\SEC RFP-C001604484.xls
Saudi Energy | SEC RFP-C001604484 | 900130309 | 280 900130309 SUPPORT,BULK NOUN: | 280 900130309 SUPPORT,BULK NOUN: | 1 | ALLRFPs\Saudi Energy\SEC RFP-C001604484\downloaded-rfp\SEC RFP-C001604484.xls
Saudi Energy | SEC RFP-C001604484 | 900130318 | 290 900130318 GUIDE,BULK NOUN: | 290 900130318 GUIDE,BULK NOUN: | 1 | ALLRFPs\Saudi Energy\SEC RFP-C001604484\downloaded-rfp\SEC RFP-C001604484.xls
Saudi Energy | SEC RFP-C001604484 | 900130311 | 300 900130311 PISTON,BULK NOUN: | 300 900130311 PISTON,BULK NOUN: | 1 | ALLRFPs\Saudi Energy\SEC RFP-C001604484\downloaded-rfp\SEC RFP-C001604484.xls
Saudi Energy | SEC RFP-C001604484 | 900130286 | 310 900130286 SCREW,PIN: | 310 900130286 SCREW,PIN: | 1 | ALLRFPs\Saudi Energy\SEC RFP-C001604484\downloaded-rfp\SEC RFP-C001604484.xls
Saudi Energy | SEC RFP-C001604484 | 901147450 | 320 901147450 GASKET,BULK NOUN: | 320 901147450 GASKET,BULK NOUN: | 15 | ALLRFPs\Saudi Energy\SEC RFP-C001604484\downloaded-rfp\SEC RFP-C001604484.xls
Saudi Energy | SEC RFP-C001604484 | 901148468 | 330 901148468 ADPTR:BULK NOUN | 330 901148468 ADPTR:BULK NOUN | 1 | ALLRFPs\Saudi Energy\SEC RFP-C001604484\downloaded-rfp\SEC RFP-C001604484.xls
Saudi Energy | SEC RFP-C001604484 | 901148442 | 340 901148442 FLTR:AIR | 340 901148442 FLTR:AIR | 1 | ALLRFPs\Saudi Energy\SEC RFP-C001604484\downloaded-rfp\SEC RFP-C001604484.xls
Saudi Energy | SEC RFP-C001604484 | 901148392 | 350 901148392 BRG:BALL | 350 901148392 BRG:BALL | 2 | ALLRFPs\Saudi Energy\SEC RFP-C001604484\downloaded-rfp\SEC RFP-C001604484.xls
Saudi Energy | SEC RFP-C001604484 | 901148488 | 360 901148488 BRG:BALL | 360 901148488 BRG:BALL | 2 | ALLRFPs\Saudi Energy\SEC RFP-C001604484\downloaded-rfp\SEC RFP-C001604484.xls
Saudi Energy | SEC RFP-C001604484 | 901148391 | 370 901148391 BRG:BALL | 370 901148391 BRG:BALL | 12 | ALLRFPs\Saudi Energy\SEC RFP-C001604484\downloaded-rfp\SEC RFP-C001604484.xls
Saudi Energy | SEC RFP-C001604484 | 901147479 | 380 901147479 BUSHING,BULK NOUN: | 380 901147479 BUSHING,BULK NOUN: | 2 | ALLRFPs\Saudi Energy\SEC RFP-C001604484\downloaded-rfp\SEC RFP-C001604484.xls
Saudi Energy | SEC RFP-C001604484 | 901148390 | 390 901148390 BRG:BALL | 390 901148390 BRG:BALL | 16 | ALLRFPs\Saudi Energy\SEC RFP-C001604484\downloaded-rfp\SEC RFP-C001604484.xls
Saudi Energy | SEC RFP-C001604484 | 901148445 | 400 901148445 DEV:BULK NOUN | 400 901148445 DEV:BULK NOUN | 1 | ALLRFPs\Saudi Energy\SEC RFP-C001604484\downloaded-rfp\SEC RFP-C001604484.xls
Saudi Energy | SEC RFP-C001604484 | 901148459 | 410 901148459 CYL:BULK NOUN | 410 901148459 CYL:BULK NOUN | 12 | ALLRFPs\Saudi Energy\SEC RFP-C001604484\downloaded-rfp\SEC RFP-C001604484.xls
Saudi Energy | SEC RFP-C001604484 | 901148402 | 420 901148402 CYL:BULK NOUN,GRADUATION:... | 420 901148402 CYL:BULK NOUN,GRADUATION:,,MATL:,PARENT | 12 | ALLRFPs\Saudi Energy\SEC RFP-C001604484\downloaded-rfp\SEC RFP-C001604484.xls
Saudi Energy | SEC RFP-C001604484 | 901148446 | 430 901148446 SCR:MACH | 430 901148446 SCR:MACH | 2 | ALLRFPs\Saudi Energy\SEC RFP-C001604484\downloaded-rfp\SEC RFP-C001604484.xls
Saudi Energy | SEC RFP-C001604484 | 901148489 | 440 901148489 DEV:BULK NOUN | 440 901148489 DEV:BULK NOUN | 1 | ALLRFPs\Saudi Energy\SEC RFP-C001604484\downloaded-rfp\SEC RFP-C001604484.xls
Saudi Energy | SEC RFP-C001604484 | 901148485 | 450 901148485 DEV:BULK NOUN | 450 901148485 DEV:BULK NOUN | 1 | ALLRFPs\Saudi Energy\SEC RFP-C001604484\downloaded-rfp\SEC RFP-C001604484.xls
Saudi Energy | SEC RFP-C001604484 | 901148486 | 460 901148486 DEV:BULK NOUN | 460 901148486 DEV:BULK NOUN | 1 | ALLRFPs\Saudi Energy\SEC RFP-C001604484\downloaded-rfp\SEC RFP-C001604484.xls
Saudi Energy | SEC RFP-C001604484 | 901148472 | 470 901148472 GSKT:BULK NOUN | 470 901148472 GSKT:BULK NOUN | 12 | ALLRFPs\Saudi Energy\SEC RFP-C001604484\downloaded-rfp\SEC RFP-C001604484.xls
Saudi Energy | SEC RFP-C001604484 | 901148473 | 480 901148473 GSKT:BULK NOUN | 480 901148473 GSKT:BULK NOUN | 12 | ALLRFPs\Saudi Energy\SEC RFP-C001604484\downloaded-rfp\SEC RFP-C001604484.xls
Saudi Energy | SEC RFP-C001604484 | 901148476 | 490 901148476 GSKT:BULK NOUN | 490 901148476 GSKT:BULK NOUN | 24 | ALLRFPs\Saudi Energy\SEC RFP-C001604484\downloaded-rfp\SEC RFP-C001604484.xls
Saudi Energy | SEC RFP-C001604484 | 901148427 | 500 901148427 GSKT:BULK NOUN | 500 901148427 GSKT:BULK NOUN | 72 | ALLRFPs\Saudi Energy\SEC RFP-C001604484\downloaded-rfp\SEC RFP-C001604484.xls
Saudi Energy | SEC RFP-C001604484 | 901148429 | 510 901148429 GSKT:BULK NOUN | 510 901148429 GSKT:BULK NOUN | 36 | ALLRFPs\Saudi Energy\SEC RFP-C001604484\downloaded-rfp\SEC RFP-C001604484.xls
Saudi Energy | SEC RFP-C001604484 | 901148480 | 520 901148480 GSKT:BULK NOUN | 520 901148480 GSKT:BULK NOUN | 24 | ALLRFPs\Saudi Energy\SEC RFP-C001604484\downloaded-rfp\SEC RFP-C001604484.xls
Saudi Energy | SEC RFP-C001604484 | 901148422 | 530 901148422 GSKT:BULK NOUN | 530 901148422 GSKT:BULK NOUN | 2 | ALLRFPs\Saudi Energy\SEC RFP-C001604484\downloaded-rfp\SEC RFP-C001604484.xls
Saudi Energy | SEC RFP-C001604484 | 901148474 | 540 901148474 GSKT:BULK NOUN | 540 901148474 GSKT:BULK NOUN | 18 | ALLRFPs\Saudi Energy\SEC RFP-C001604484\downloaded-rfp\SEC RFP-C001604484.xls
Saudi Energy | SEC RFP-C001604484 | 901148430 | 550 901148430 GSKT:BULK NOUN | 550 901148430 GSKT:BULK NOUN | 12 | ALLRFPs\Saudi Energy\SEC RFP-C001604484\downloaded-rfp\SEC RFP-C001604484.xls
Saudi Energy | SEC RFP-C001604484 | 901148421 | 560 901148421 GSKT:BULK NOUN | 560 901148421 GSKT:BULK NOUN | 12 | ALLRFPs\Saudi Energy\SEC RFP-C001604484\downloaded-rfp\SEC RFP-C001604484.xls
Saudi Energy | SEC RFP-C001604484 | 901148407 | 570 901148407 GSKT:BULK NOUN | 570 901148407 GSKT:BULK NOUN | 12 | ALLRFPs\Saudi Energy\SEC RFP-C001604484\downloaded-rfp\SEC RFP-C001604484.xls
Saudi Energy | SEC RFP-C001604484 | 901148433 | 580 901148433 GSKT:BULK NOUN | 580 901148433 GSKT:BULK NOUN | 6 | ALLRFPs\Saudi Energy\SEC RFP-C001604484\downloaded-rfp\SEC RFP-C001604484.xls
Saudi Energy | SEC RFP-C001604484 | 901148428 | 590 901148428 GSKT:BULK NOUN | 590 901148428 GSKT:BULK NOUN | 6 | ALLRFPs\Saudi Energy\SEC RFP-C001604484\downloaded-rfp\SEC RFP-C001604484.xls
Saudi Energy | SEC RFP-C001604484 | 901148412 | 600 901148412 GSKT:BULK NOUN | 600 901148412 GSKT:BULK NOUN | 12 | ALLRFPs\Saudi Energy\SEC RFP-C001604484\downloaded-rfp\SEC RFP-C001604484.xls
Saudi Energy | SEC RFP-C001604484 | 901148475 | 610 901148475 GSKT:BULK NOUN | 610 901148475 GSKT:BULK NOUN | 12 | ALLRFPs\Saudi Energy\SEC RFP-C001604484\downloaded-rfp\SEC RFP-C001604484.xls
Saudi Energy | SEC RFP-C001604484 | 901148411 | 620 901148411 GSKT:BULK NOUN | 620 901148411 GSKT:BULK NOUN | 12 | ALLRFPs\Saudi Energy\SEC RFP-C001604484\downloaded-rfp\SEC RFP-C001604484.xls
Saudi Energy | SEC RFP-C001604484 | 901148425 | 630 901148425 GSKT:BULK NOUN | 630 901148425 GSKT:BULK NOUN | 12 | ALLRFPs\Saudi Energy\SEC RFP-C001604484\downloaded-rfp\SEC RFP-C001604484.xls
Saudi Energy | SEC RFP-C001604484 | 901148483 | 640 901148483 GSKT:BULK NOUN | 640 901148483 GSKT:BULK NOUN | 6 | ALLRFPs\Saudi Energy\SEC RFP-C001604484\downloaded-rfp\SEC RFP-C001604484.xls
Saudi Energy | SEC RFP-C001604484 | 901148479 | 650 901148479 GSKT:BULK NOUN | 650 901148479 GSKT:BULK NOUN | 6 | ALLRFPs\Saudi Energy\SEC RFP-C001604484\downloaded-rfp\SEC RFP-C001604484.xls
Saudi Energy | SEC RFP-C001604484 | 901148434 | 660 901148434 GSKT:BULK NOUN | 660 901148434 GSKT:BULK NOUN | 6 | ALLRFPs\Saudi Energy\SEC RFP-C001604484\downloaded-rfp\SEC RFP-C001604484.xls
Saudi Energy | SEC RFP-C001604484 | 901148435 | 670 901148435 GSKT:BULK NOUN | 670 901148435 GSKT:BULK NOUN | 12 | ALLRFPs\Saudi Energy\SEC RFP-C001604484\downloaded-rfp\SEC RFP-C001604484.xls
Saudi Energy | SEC RFP-C001604484 | 901148424 | 680 901148424 GSKT:BULK NOUN | 680 901148424 GSKT:BULK NOUN | 6 | ALLRFPs\Saudi Energy\SEC RFP-C001604484\downloaded-rfp\SEC RFP-C001604484.xls
Saudi Energy | SEC RFP-C001604484 | 901148478 | 690 901148478 GSKT:BULK NOUN | 690 901148478 GSKT:BULK NOUN | 1 | ALLRFPs\Saudi Energy\SEC RFP-C001604484\downloaded-rfp\SEC RFP-C001604484.xls
Saudi Energy | SEC RFP-C001604484 | 901148423 | 700 901148423 GSKT:BULK NOUN | 700 901148423 GSKT:BULK NOUN | 1 | ALLRFPs\Saudi Energy\SEC RFP-C001604484\downloaded-rfp\SEC RFP-C001604484.xls
Saudi Energy | SEC RFP-C001604484 | 901148440 | 710 901148440 GSKT:BULK NOUN | 710 901148440 GSKT:BULK NOUN | 2 | ALLRFPs\Saudi Energy\SEC RFP-C001604484\downloaded-rfp\SEC RFP-C001604484.xls
Saudi Energy | SEC RFP-C001604484 | 901148409 | 720 901148409 GSKT:BULK NOUN | 720 901148409 GSKT:BULK NOUN | 1 | ALLRFPs\Saudi Energy\SEC RFP-C001604484\downloaded-rfp\SEC RFP-C001604484.xls
Saudi Energy | SEC RFP-C001604484 | 901148410 | 730 901148410 GSKT:BULK NOUN | 730 901148410 GSKT:BULK NOUN | 2 | ALLRFPs\Saudi Energy\SEC RFP-C001604484\downloaded-rfp\SEC RFP-C001604484.xls
Saudi Energy | SEC RFP-C001604484 | 901148426 | 740 901148426 GSKT:BULK NOUN | 740 901148426 GSKT:BULK NOUN | 2 | ALLRFPs\Saudi Energy\SEC RFP-C001604484\downloaded-rfp\SEC RFP-C001604484.xls
Saudi Energy | SEC RFP-C001604484 | 901148416 | 750 901148416 GSKT:BULK NOUN | 750 901148416 GSKT:BULK NOUN | 2 | ALLRFPs\Saudi Energy\SEC RFP-C001604484\downloaded-rfp\SEC RFP-C001604484.xls
Saudi Energy | SEC RFP-C001604484 | 901148413 | 760 901148413 GSKT:BULK NOUN | 760 901148413 GSKT:BULK NOUN | 2 | ALLRFPs\Saudi Energy\SEC RFP-C001604484\downloaded-rfp\SEC RFP-C001604484.xls
Saudi Energy | SEC RFP-C001604484 | 901148431 | 770 901148431 GSKT:BULK NOUN | 770 901148431 GSKT:BULK NOUN | 2 | ALLRFPs\Saudi Energy\SEC RFP-C001604484\downloaded-rfp\SEC RFP-C001604484.xls
Saudi Energy | SEC RFP-C001604484 | 901148415 | 780 901148415 GSKT:BULK NOUN | 780 901148415 GSKT:BULK NOUN | 2 | ALLRFPs\Saudi Energy\SEC RFP-C001604484\downloaded-rfp\SEC RFP-C001604484.xls
Saudi Energy | SEC RFP-C001604484 | 901148417 | 790 901148417 GSKT:BULK NOUN | 790 901148417 GSKT:BULK NOUN | 2 | ALLRFPs\Saudi Energy\SEC RFP-C001604484\downloaded-rfp\SEC RFP-C001604484.xls
Saudi Energy | SEC RFP-C001604484 | 901148414 | 800 901148414 GSKT:BULK NOUN | 800 901148414 GSKT:BULK NOUN | 2 | ALLRFPs\Saudi Energy\SEC RFP-C001604484\downloaded-rfp\SEC RFP-C001604484.xls
Saudi Energy | SEC RFP-C001604484 | 901148444 | 810 901148444 DEV:BULK NOUN | 810 901148444 DEV:BULK NOUN | 4 | ALLRFPs\Saudi Energy\SEC RFP-C001604484\downloaded-rfp\SEC RFP-C001604484.xls
Saudi Energy | SEC RFP-C001604484 | 901148465 | 820 901148465 RING:BULK NOUN | 820 901148465 RING:BULK NOUN | 12 | ALLRFPs\Saudi Energy\SEC RFP-C001604484\downloaded-rfp\SEC RFP-C001604484.xls
Saudi Energy | SEC RFP-C001604484 | 901148448 | 830 901148448 O-RING:BULK NOUN | 830 901148448 O-RING:BULK NOUN | 48 | ALLRFPs\Saudi Energy\SEC RFP-C001604484\downloaded-rfp\SEC RFP-C001604484.xls
Saudi Energy | SEC RFP-C001604484 | 901148379 | 840 901148379 O-RING:BULK NOUN,CLR:,,H:... | 840 901148379 O-RING:BULK NOUN,CLR:,,H:,INDUSTRY STAND | 4 | ALLRFPs\Saudi Energy\SEC RFP-C001604484\downloaded-rfp\SEC RFP-C001604484.xls
Saudi Energy | SEC RFP-C001604484 | 901148378 | 850 901148378 O-RING:BULK NOUN,CLR:,,H:... | 850 901148378 O-RING:BULK NOUN,CLR:,,H:,INDUSTRY STAND | 4 | ALLRFPs\Saudi Energy\SEC RFP-C001604484\downloaded-rfp\SEC RFP-C001604484.xls
Saudi Energy | SEC RFP-C001604484 | 901147482 | 860 901147482 O-RING:BULK NOUN | 860 901147482 O-RING:BULK NOUN | 2 | ALLRFPs\Saudi Energy\SEC RFP-C001604484\downloaded-rfp\SEC RFP-C001604484.xls
Saudi Energy | SEC RFP-C001604484 | 901148377 | 870 901148377 O-RING:BULK NOUN,CLR:,,H:... | 870 901148377 O-RING:BULK NOUN,CLR:,,H:,INDUSTRY STAND | 14 | ALLRFPs\Saudi Energy\SEC RFP-C001604484\downloaded-rfp\SEC RFP-C001604484.xls
Saudi Energy | SEC RFP-C001604484 | 901148363 | 880 901148363 O-RING:BULK NOUN,CLR:,,H:... | 880 901148363 O-RING:BULK NOUN,CLR:,,H:,INDUSTRY STAND | 28 | ALLRFPs\Saudi Energy\SEC RFP-C001604484\downloaded-rfp\SEC RFP-C001604484.xls
Saudi Energy | SEC RFP-C001604484 | 901148362 | 890 901148362 O-RING:BULK NOUN,CLR:,,H:... | 890 901148362 O-RING:BULK NOUN,CLR:,,H:,INDUSTRY STAND | 26 | ALLRFPs\Saudi Energy\SEC RFP-C001604484\downloaded-rfp\SEC RFP-C001604484.xls
Saudi Energy | SEC RFP-C001604484 | 901148361 | 900 901148361 O-RING:BULK NOUN,CLR:,,H:... | 900 901148361 O-RING:BULK NOUN,CLR:,,H:,INDUSTRY STAND | 14 | ALLRFPs\Saudi Energy\SEC RFP-C001604484\downloaded-rfp\SEC RFP-C001604484.xls
Saudi Energy | SEC RFP-C001604484 | 901148359 | 910 901148359 O-RING:BULK NOUN,CLR:,,H:... | 910 901148359 O-RING:BULK NOUN,CLR:,,H:,INDUSTRY STAND | 28 | ALLRFPs\Saudi Energy\SEC RFP-C001604484\downloaded-rfp\SEC RFP-C001604484.xls
Saudi Energy | SEC RFP-C001604484 | 901148360 | 920 901148360 O-RING:BULK NOUN,CLR:,,H:... | 920 901148360 O-RING:BULK NOUN,CLR:,,H:,INDUSTRY STAND | 26 | ALLRFPs\Saudi Energy\SEC RFP-C001604484\downloaded-rfp\SEC RFP-C001604484.xls
Saudi Energy | SEC RFP-C001604484 | 901148452 | 930 901148452 O-RING:BULK NOUN | 930 901148452 O-RING:BULK NOUN | 14 | ALLRFPs\Saudi Energy\SEC RFP-C001604484\downloaded-rfp\SEC RFP-C001604484.xls
Saudi Energy | SEC RFP-C001604484 | 901148453 | 940 901148453 O-RING:BULK NOUN | 940 901148453 O-RING:BULK NOUN | 28 | ALLRFPs\Saudi Energy\SEC RFP-C001604484\downloaded-rfp\SEC RFP-C001604484.xls
Saudi Energy | SEC RFP-C001604484 | 901148454 | 950 901148454 O-RING:BULK NOUN | 950 901148454 O-RING:BULK NOUN | 28 | ALLRFPs\Saudi Energy\SEC RFP-C001604484\downloaded-rfp\SEC RFP-C001604484.xls
Saudi Energy | SEC RFP-C001604484 | 901148439 | 960 901148439 O-RING:BULK NOUN | 960 901148439 O-RING:BULK NOUN | 12 | ALLRFPs\Saudi Energy\SEC RFP-C001604484\downloaded-rfp\SEC RFP-C001604484.xls
Saudi Energy | SEC RFP-C001604484 | 901147500 | 970 901147500 O-RING, | 970 901147500 O-RING, | 2 | ALLRFPs\Saudi Energy\SEC RFP-C001604484\downloaded-rfp\SEC RFP-C001604484.xls
Saudi Energy | SEC RFP-C001604484 | 901148456 | 980 901148456 O-RING:BULK NOUN | 980 901148456 O-RING:BULK NOUN | 6 | ALLRFPs\Saudi Energy\SEC RFP-C001604484\downloaded-rfp\SEC RFP-C001604484.xls
Saudi Energy | SEC RFP-C001604484 | 901148455 | 990 901148455 O-RING:BULK NOUN | 990 901148455 O-RING:BULK NOUN | 6 | ALLRFPs\Saudi Energy\SEC RFP-C001604484\downloaded-rfp\SEC RFP-C001604484.xls
Saudi Energy | SEC RFP-C001604484 | 901148451 | 1000 901148451 O-RING:BULK NOUN | 1000 901148451 O-RING:BULK NOUN | 2 | ALLRFPs\Saudi Energy\SEC RFP-C001604484\downloaded-rfp\SEC RFP-C001604484.xls
Saudi Energy | SEC RFP-C001604484 | 901148449 | 1010 901148449 O-RING:BULK NOUN | 1010 901148449 O-RING:BULK NOUN | 2 | ALLRFPs\Saudi Energy\SEC RFP-C001604484\downloaded-rfp\SEC RFP-C001604484.xls
Saudi Energy | SEC RFP-C001604484 | 901148467 | 1020 901148467 PIN:BULK NOUN | 1020 901148467 PIN:BULK NOUN | 12 | ALLRFPs\Saudi Energy\SEC RFP-C001604484\downloaded-rfp\SEC RFP-C001604484.xls
Saudi Energy | SEC RFP-C001604484 | 901148469 | 1030 901148469 PLUG:BULK NOUN | 1030 901148469 PLUG:BULK NOUN | 12 | ALLRFPs\Saudi Energy\SEC RFP-C001604484\downloaded-rfp\SEC RFP-C001604484.xls
Saudi Energy | SEC RFP-C001604484 | 901148462 | 1040 901148462 PLUG:BULK NOUN | 1040 901148462 PLUG:BULK NOUN | 12 | ALLRFPs\Saudi Energy\SEC RFP-C001604484\downloaded-rfp\SEC RFP-C001604484.xls
Saudi Energy | SEC RFP-C001604484 | 901148463 | 1050 901148463 PLUG:BULK NOUN | 1050 901148463 PLUG:BULK NOUN | 24 | ALLRFPs\Saudi Energy\SEC RFP-C001604484\downloaded-rfp\SEC RFP-C001604484.xls
Saudi Energy | SEC RFP-C001604484 | 901148466 | 1060 901148466 PLUG:BULK NOUN | 1060 901148466 PLUG:BULK NOUN | 72 | ALLRFPs\Saudi Energy\SEC RFP-C001604484\downloaded-rfp\SEC RFP-C001604484.xls
Saudi Energy | SEC RFP-C001604484 | 901148461 | 1070 901148461 RING:BULK NOUN | 1070 901148461 RING:BULK NOUN | 24 | ALLRFPs\Saudi Energy\SEC RFP-C001604484\downloaded-rfp\SEC RFP-C001604484.xls
Saudi Energy | SEC RFP-C001604484 | 901148460 | 1080 901148460 SEAL:BULK NOUN | 1080 901148460 SEAL:BULK NOUN | 1 | ALLRFPs\Saudi Energy\SEC RFP-C001604484\downloaded-rfp\SEC RFP-C001604484.xls
Saudi Energy | SEC RFP-C001604484 | 901148464 | 1090 901148464 PLUG:BULK NOUN | 1090 901148464 PLUG:BULK NOUN | 24 | ALLRFPs\Saudi Energy\SEC RFP-C001604484\downloaded-rfp\SEC RFP-C001604484.xls
Saudi Energy | SEC RFP-C001604484 | 901148477 | 1100 901148477 BSHNG:BULK NOUN | 1100 901148477 BSHNG:BULK NOUN | 4 | ALLRFPs\Saudi Energy\SEC RFP-C001604484\downloaded-rfp\SEC RFP-C001604484.xls
Saudi Energy | SEC RFP-C001604484 | 901148490 | 1110 901148490 DEV:BULK NOUN | 1110 901148490 DEV:BULK NOUN | 1 | ALLRFPs\Saudi Energy\SEC RFP-C001604484\downloaded-rfp\SEC RFP-C001604484.xls
Saudi Energy | SEC RFP-C001604484 | 901148487 | 1120 901148487 DEV:BULK NOUN | 1120 901148487 DEV:BULK NOUN | 1 | ALLRFPs\Saudi Energy\SEC RFP-C001604484\downloaded-rfp\SEC RFP-C001604484.xls
Saudi Energy | SEC RFP-C001604484 | 901147551 | 1130 901147551 GUIDE,BULK NOUN: | 1130 901147551 GUIDE,BULK NOUN: | 24 | ALLRFPs\Saudi Energy\SEC RFP-C001604484\downloaded-rfp\SEC RFP-C001604484.xls
Saudi Energy | SEC RFP-C001604484 | 901147481 | 1140 901147481 RING,BULK NOUN: | 1140 901147481 RING,BULK NOUN: | 12 | ALLRFPs\Saudi Energy\SEC RFP-C001604484\downloaded-rfp\SEC RFP-C001604484.xls
Saudi Energy | SEC RFP-C001604484 | 901148358 | 1150 901148358 BALL:BULK NOUN | 1150 901148358 BALL:BULK NOUN | 100 | ALLRFPs\Saudi Energy\SEC RFP-C001604484\downloaded-rfp\SEC RFP-C001604484.xls
Saudi Energy | SEC RFP-C001604484 | 900130270 | 1160 900130270 VALVE,THERMOSTATIC: | 1160 900130270 VALVE,THERMOSTATIC: | 6 | ALLRFPs\Saudi Energy\SEC RFP-C001604484\downloaded-rfp\SEC RFP-C001604484.xls
Saudi Energy | SEC RFP-C001604513 - 6001604513 | 904206583 | 10 904206583 CABLE,ELEC,CU,XLPE,500SQM... | 10 904206583 CABLE,ELEC,CU,XLPE,500SQMM,1,#HC3YNA1500 | 1,500 | ALLRFPs\Saudi Energy\SEC RFP-C001604513 - 6001604513\downloaded-rfp\SEC RFP-C001604513 - 6001604513.xls
Saudi Energy | SEC RFP-C001604558 | 902468498 | 10 902468498 SCREEN:FILTERING,(180 MM ... | 10 902468498 SCREEN:FILTERING,(180 MM X 270 MM) DIA X | 12 | ALLRFPs\Saudi Energy\SEC RFP-C001604558\downloaded-rfp\SEC RFP-C001604558.xls
Saudi Energy | SEC RFP-C001604558 | 901415337 | 20 901415337 SCREW,MACH,DIA,LG,HD,#0C6... | 20 901415337 SCREW,MACH,DIA,LG,HD,#0C60219EMASPOS162 | 20 | ALLRFPs\Saudi Energy\SEC RFP-C001604558\downloaded-rfp\SEC RFP-C001604558.xls
Saudi Energy | SEC RFP-C001604558 | 901220029 | 30 901220029 CABLE,PREMADE:PRIMARY CAB... | 30 901220029 CABLE,PREMADE:PRIMARY CABLE,PVC,CU,685 M | 2 | ALLRFPs\Saudi Energy\SEC RFP-C001604558\downloaded-rfp\SEC RFP-C001604558.xls
Saudi Energy | SEC RFP-C001604558 | 900461712 | 40 900461712 STRAINER,FLUID:Y TYPE,NPT... | 40 900461712 STRAINER,FLUID:Y TYPE,NPT THREAD,A351 GR | 12 | ALLRFPs\Saudi Energy\SEC RFP-C001604558\downloaded-rfp\SEC RFP-C001604558.xls
Saudi Energy | SEC RFP-C001604558 | 901413726 | 50 901413726 SHAFT,BULK NOUN: | 50 901413726 SHAFT,BULK NOUN: | 2 | ALLRFPs\Saudi Energy\SEC RFP-C001604558\downloaded-rfp\SEC RFP-C001604558.xls
Saudi Energy | SEC RFP-C001604558 | 901413804 | 60 901413804 RING,BULK NOUN: | 60 901413804 RING,BULK NOUN: | 4 | ALLRFPs\Saudi Energy\SEC RFP-C001604558\downloaded-rfp\SEC RFP-C001604558.xls
Saudi Energy | SEC RFP-C001604558 | 901418428 | 70 901418428 KEY,CHUCK,KEY #,#J1400952... | 70 901418428 KEY,CHUCK,KEY #,#J140095201PART115075 | 28 | ALLRFPs\Saudi Energy\SEC RFP-C001604558\downloaded-rfp\SEC RFP-C001604558.xls
Saudi Energy | SEC RFP-C001604558 | 901208379 | 80 901208379 SWITCH,LVL,2P2T,362.5 PSI... | 80 901208379 SWITCH,LVL,2P2T,362.5 PSI AT 20 DEG C,#F | 29 | ALLRFPs\Saudi Energy\SEC RFP-C001604558\downloaded-rfp\SEC RFP-C001604558.xls
Saudi Energy | SEC RFP-C001604558 | 901424790 | 90 901424790 STUD,ALL-THREAD,DIA,LG,#2... | 90 901424790 STUD,ALL-THREAD,DIA,LG,#22BNT60034115L | 30 | ALLRFPs\Saudi Energy\SEC RFP-C001604558\downloaded-rfp\SEC RFP-C001604558.xls
Saudi Energy | SEC RFP-C001604558 | 901424792 | 100 901424792 STUD,ALL-THREAD,DIA,LG,#2... | 100 901424792 STUD,ALL-THREAD,DIA,LG,#22BNT60034125L | 16 | ALLRFPs\Saudi Energy\SEC RFP-C001604558\downloaded-rfp\SEC RFP-C001604558.xls
Saudi Energy | SEC RFP-C001604558 | 905890788 | 110 905890788 TARPAULIN:WATER PROOF,21 ... | 110 905890788 TARPAULIN:WATER PROOF,21 FT X 21 FT,REIN | 50 | ALLRFPs\Saudi Energy\SEC RFP-C001604558\downloaded-rfp\SEC RFP-C001604558.xls
Saudi Energy | SEC RFP-C001604558 | 901405025 | 120 901405025 WIRE,LOCK,1.5 MM DIA,600 ... | 120 901405025 WIRE,LOCK,1.5 MM DIA,600 MM LG,SOLID,STE | 5 | ALLRFPs\Saudi Energy\SEC RFP-C001604558\downloaded-rfp\SEC RFP-C001604558.xls
Saudi Energy | SEC RFP-C001604558 | 901213427 | 130 901213427 SUPPORT,AES ARABIA DESALI... | 130 901213427 SUPPORT,AES ARABIA DESALINATION PLANT,TH | 8 | ALLRFPs\Saudi Energy\SEC RFP-C001604558\downloaded-rfp\SEC RFP-C001604558.xls
Saudi Energy | SEC RFP-C001604558 | 901402689 | 140 901402689 RELAY:GP,250/400 VAC, 8/1... | 140 901402689 RELAY:GP,250/400 VAC, 8/15 A, 50/60 HZ,2 | 13 | ALLRFPs\Saudi Energy\SEC RFP-C001604558\downloaded-rfp\SEC RFP-C001604558.xls
Saudi Energy | SEC RFP-C001604558 | 901324168 | 150 901324168 PLATE,LP TURBINE , COVER ... | 150 901324168 PLATE,LP TURBINE , COVER PLATE FOR INNER | 20 | ALLRFPs\Saudi Energy\SEC RFP-C001604558\downloaded-rfp\SEC RFP-C001604558.xls
Saudi Energy | SEC RFP-C001604558 | 901413740 | 160 901413740 SHAFT,BULK NOUN: | 160 901413740 SHAFT,BULK NOUN: | 2 | ALLRFPs\Saudi Energy\SEC RFP-C001604558\downloaded-rfp\SEC RFP-C001604558.xls
Saudi Energy | SEC RFP-C001604558 | 901412435 | 170 901412435 SHAFT,BULK NOUN: | 170 901412435 SHAFT,BULK NOUN: | 1 | ALLRFPs\Saudi Energy\SEC RFP-C001604558\downloaded-rfp\SEC RFP-C001604558.xls
Saudi Energy | SEC RFP-C001604558 | 905911195 | 180 905911195 IGNITER,HIGH PRESSURE SOD... | 180 905911195 IGNITER,HIGH PRESSURE SODIUM LAMP,35 MM | 20 | ALLRFPs\Saudi Energy\SEC RFP-C001604558\downloaded-rfp\SEC RFP-C001604558.xls
Saudi Energy | SEC RFP-C001604558 | 901213736 | 190 901213736 PUMP,CNTRFGL,48.5 GPM,1 S... | 190 901213736 PUMP,CNTRFGL,48.5 GPM,1 STG,21MD HD,#A22 | 1 | ALLRFPs\Saudi Energy\SEC RFP-C001604558\downloaded-rfp\SEC RFP-C001604558.xls
Saudi Energy | SEC RFP-C001604558 | 901331028 | 200 901331028 PUMP,CNTRFGL,STG,HD,#1760... | 200 901331028 PUMP,CNTRFGL,STG,HD,#1760168 | 1 | ALLRFPs\Saudi Energy\SEC RFP-C001604558\downloaded-rfp\SEC RFP-C001604558.xls
Saudi Energy | SEC RFP-C001604558 | 901331104 | 210 901331104 ANALYZER,BULK NOUN:H2 PUR... | 210 901331104 ANALYZER,BULK NOUN:H2 PURITY ANALYZRE,22 | 1 | ALLRFPs\Saudi Energy\SEC RFP-C001604558\downloaded-rfp\SEC RFP-C001604558.xls
Saudi Energy | SEC RFP-C001604558 | 901416815 | 220 901416815 TRANSMITTER,SIGNAL: | 220 901416815 TRANSMITTER,SIGNAL: | 1 | ALLRFPs\Saudi Energy\SEC RFP-C001604558\downloaded-rfp\SEC RFP-C001604558.xls
Saudi Energy | SEC RFP-C001604558 | 901409000 | 230 901409000 RING, | 230 901409000 RING, | 4 | ALLRFPs\Saudi Energy\SEC RFP-C001604558\downloaded-rfp\SEC RFP-C001604558.xls
Saudi Energy | SEC RFP-C001604558 | 901409021 | 240 901409021 RING, | 240 901409021 RING, | 2 | ALLRFPs\Saudi Energy\SEC RFP-C001604558\downloaded-rfp\SEC RFP-C001604558.xls
Saudi Energy | SEC RFP-C001604558 | 901409506 | 250 901409506 TRANSMITTER:SIGNAL,ULTRAS... | 250 901409506 TRANSMITTER:SIGNAL,ULTRASONIC,0 TO 100 P | 1 | ALLRFPs\Saudi Energy\SEC RFP-C001604558\downloaded-rfp\SEC RFP-C001604558.xls
Saudi Energy | SEC RFP-C001604558 | 901403496 | 260 901403496 PUMP,DIAPH,3/4 IN,FNPT,H2... | 260 901403496 PUMP,DIAPH,3/4 IN,FNPT,H2SO4 PROC FL,#25 | 1 | ALLRFPs\Saudi Energy\SEC RFP-C001604558\downloaded-rfp\SEC RFP-C001604558.xls
Saudi Energy | SEC RFP-C001604558 | 901403498 | 270 901403498 PUMP,DIAPH,3/4 IN,FNPT,H2... | 270 901403498 PUMP,DIAPH,3/4 IN,FNPT,H2SO4 PROC FL,#25 | 1 | ALLRFPs\Saudi Energy\SEC RFP-C001604558\downloaded-rfp\SEC RFP-C001604558.xls
Saudi Energy | SEC RFP-C001604558 | 901423287 | 280 901423287 PUMP,DIAPH,PROC FL,INSZ,#... | 280 901423287 PUMP,DIAPH,PROC FL,INSZ,#RB15197XSESEALN | 1 | ALLRFPs\Saudi Energy\SEC RFP-C001604558\downloaded-rfp\SEC RFP-C001604558.xls
Saudi Energy | SEC RFP-C001604558 | 900461854 | 290 900461854 RELAY,MULTIFUNCTION:PLUSM... | 290 900461854 RELAY,MULTIFUNCTION:PLUSMINUS 1 PERCENTA | 2 | ALLRFPs\Saudi Energy\SEC RFP-C001604558\downloaded-rfp\SEC RFP-C001604558.xls
Saudi Energy | SEC RFP-C001604558 | 900461857 | 300 900461857 RELAY,MULTIFUNCTION:PLUSM... | 300 900461857 RELAY,MULTIFUNCTION:PLUSMINUS 1 PERCENTA | 1 | ALLRFPs\Saudi Energy\SEC RFP-C001604558\downloaded-rfp\SEC RFP-C001604558.xls
Saudi Energy | SEC RFP-C001604558 | 901119476 | 310 901119476 RELAY,SYNC,SYNCHRONIZING ... | 310 901119476 RELAY,SYNC,SYNCHRONIZING RELAY,#M4272 | 1 | ALLRFPs\Saudi Energy\SEC RFP-C001604558\downloaded-rfp\SEC RFP-C001604558.xls
Saudi Energy | SEC RFP-C001604558 | 901400769 | 320 901400769 FAN:AXIAL FLOW,864 MM OD ... | 320 901400769 FAN:AXIAL FLOW,864 MM OD X 373 MM DP,460 | 1 | ALLRFPs\Saudi Energy\SEC RFP-C001604558\downloaded-rfp\SEC RFP-C001604558.xls
Saudi Energy | SEC RFP-C001604558 | 901499416 | 330 901499416 SCREEN:FILTERING,(410 MM ... | 330 901499416 SCREEN:FILTERING,(410 MM X 680 MM) DIA X | 4 | ALLRFPs\Saudi Energy\SEC RFP-C001604558\downloaded-rfp\SEC RFP-C001604558.xls
Saudi Energy | SEC RFP-C001604558 | 901404948 | 340 901404948 TUBING,MTLC,ASTM A269, A2... | 340 901404948 TUBING,MTLC,ASTM A269, A213,6 METER LG | 480 | ALLRFPs\Saudi Energy\SEC RFP-C001604558\downloaded-rfp\SEC RFP-C001604558.xls
Saudi Energy | SEC RFP-C001604558 | 905697228 | 350 905697228 ANALYZER,H2 GENERATION PL... | 350 905697228 ANALYZER,H2 GENERATION PLANT,THERMAL CON | 2 | ALLRFPs\Saudi Energy\SEC RFP-C001604558\downloaded-rfp\SEC RFP-C001604558.xls
Saudi Energy | SEC RFP-C001604558 | 901478393 | 360 901478393 COUPLING,SHAFT,STL,#C1469... | 360 901478393 COUPLING,SHAFT,STL,#C146905F178LLTX01 | 2 | ALLRFPs\Saudi Energy\SEC RFP-C001604558\downloaded-rfp\SEC RFP-C001604558.xls
Saudi Energy | SEC RFP-C001604558 | 901415586 | 370 901415586 CRANKSHAFT,COMPRESSOR: | 370 901415586 CRANKSHAFT,COMPRESSOR: | 1 | ALLRFPs\Saudi Energy\SEC RFP-C001604558\downloaded-rfp\SEC RFP-C001604558.xls
Saudi Energy | SEC RFP-C001604558 | 901415569 | 380 901415569 RING,BULK NOUN: | 380 901415569 RING,BULK NOUN: | 3 | ALLRFPs\Saudi Energy\SEC RFP-C001604558\downloaded-rfp\SEC RFP-C001604558.xls
Saudi Energy | SEC RFP-C001604558 | 901323985 | 390 901323985 WASHER,LOCK,STEEL ZINC CO... | 390 901323985 WASHER,LOCK,STEEL ZINC COATED,8 MM,#NB33 | 10 | ALLRFPs\Saudi Energy\SEC RFP-C001604558\downloaded-rfp\SEC RFP-C001604558.xls
Saudi Energy | SEC RFP-C001604558 | 902468008 | 400 902468008 COVER,BULK NOUN:STAINLESS... | 400 902468008 COVER,BULK NOUN:STAINLESS STEEL,MOTOR / | 20 | ALLRFPs\Saudi Energy\SEC RFP-C001604558\downloaded-rfp\SEC RFP-C001604558.xls
Saudi Energy | SEC RFP-C001604558 | 902465546 | 410 902465546 COUPLING,CONDT,PVC,COMP,4... | 410 902465546 COUPLING,CONDT,PVC,COMP,4 INCH,#829040 | 15 | ALLRFPs\Saudi Energy\SEC RFP-C001604558\downloaded-rfp\SEC RFP-C001604558.xls
Saudi Energy | SEC RFP-C001604558 | 902465549 | 420 902465549 ELBOW,CONDT,PVC,4 INCH,90... | 420 902465549 ELBOW,CONDT,PVC,4 INCH,90 DEGREE DEG,#80 | 20 | ALLRFPs\Saudi Energy\SEC RFP-C001604558\downloaded-rfp\SEC RFP-C001604558.xls
Saudi Energy | SEC RFP-C001605333 - 6001605333 | 904206912 | 10 904206912 CABLE,ELEC,CU,XLPE,630SQM... | 10 904206912 CABLE,ELEC,CU,XLPE,630SQMM,1,#XLPE630SQM | 1,000 | ALLRFPs\Saudi Energy\SEC RFP-C001605333 - 6001605333\downloaded-rfp\SEC RFP-C001605333 - 6001605333.xls
Saudi Energy | SEC RFP-C001605352 | 905772041 | 10 905772041 BALL,PUMP,40 MM,PTFE | 10 905772041 BALL,PUMP,40 MM,PTFE | 2 | ALLRFPs\Saudi Energy\SEC RFP-C001605352\downloaded-rfp\SEC RFP-C001605352.xls
Saudi Energy | SEC RFP-C001605352 | 909302550 | 20 909302550 PLATE,PORT,PUMP,(194 MM X... | 20 909302550 PLATE,PORT,PUMP,(194 MM X 862 MM) ID X ( | 1 | ALLRFPs\Saudi Energy\SEC RFP-C001605352\downloaded-rfp\SEC RFP-C001605352.xls
Saudi Energy | SEC RFP-C001605352 | 905832248 | 30 905832248 CONNECTOR:NON-ELECTRICAL, | 30 905832248 CONNECTOR:NON-ELECTRICAL, | 100 | ALLRFPs\Saudi Energy\SEC RFP-C001605352\downloaded-rfp\SEC RFP-C001605352.xls
Saudi Energy | SEC RFP-C001605352 | 905788326 | 40 905788326 TRANSDUCER:POSITION,ISA 3... | 40 905788326 TRANSDUCER:POSITION,ISA 37.12 | 3 | ALLRFPs\Saudi Energy\SEC RFP-C001605352\downloaded-rfp\SEC RFP-C001605352.xls
Saudi Energy | SEC RFP-C001605352 | 909205726 | 50 909205726 BRACKET,BULK NOUN:CAST ST... | 50 909205726 BRACKET,BULK NOUN:CAST STL,DVC 6200 FOR | 4 | ALLRFPs\Saudi Energy\SEC RFP-C001605352\downloaded-rfp\SEC RFP-C001605352.xls
Saudi Energy | SEC RFP-C001606460 | 909205726 | 10 909205726 BRACKET,BULK NOUN:CAST ST... | 10 909205726 BRACKET,BULK NOUN:CAST STL,DVC 6200 FOR | 8 | ALLRFPs\Saudi Energy\SEC RFP-C001606460\downloaded-rfp\SEC RFP-C001606460.xls
Saudi Energy | SEC RFP-C001606460 | 905922601 | 20 905922601 ELEMENT,FILTER,OIL,HYDROG... | 20 905922601 ELEMENT,FILTER,OIL,HYDROGEN GENERATOR,10 | 4 | ALLRFPs\Saudi Energy\SEC RFP-C001606460\downloaded-rfp\SEC RFP-C001606460.xls
Saudi Energy | SEC RFP-C001609256 | 909101037 | 10 909101037 DECK,DIRECT PURCHASE:GALV... | 10 909101037 DECK,DIRECT PURCHASE:GALVANIZING STEEL,3 | 10 | ALLRFPs\Saudi Energy\SEC RFP-C001609256\downloaded-rfp\SEC RFP-C001609256.xls
Saudi Energy | SEC RFP-C001609256 | 906508657 | 20 906508657 STAND:MOUNTING/SUPPORTING... | 20 906508657 STAND:MOUNTING/SUPPORTING,CABLE REEL STA | 3 | ALLRFPs\Saudi Energy\SEC RFP-C001609256\downloaded-rfp\SEC RFP-C001609256.xls
Saudi Energy | SEC RFP-C001609256 | 906508656 | 30 906508656 HOOK,LOAD RATED,STL,5 TON | 30 906508656 HOOK,LOAD RATED,STL,5 TON | 2 | ALLRFPs\Saudi Energy\SEC RFP-C001609256\downloaded-rfp\SEC RFP-C001609256.xls
Saudi Energy | SEC RFP-C001609256 | 906508601 | 40 906508601 MACHINE,LINE PAINTING MAC... | 40 906508601 MACHINE,LINE PAINTING MACHINE | 1 | ALLRFPs\Saudi Energy\SEC RFP-C001609256\downloaded-rfp\SEC RFP-C001609256.xls
Saudi Energy | SEC RFP-C001609256 | 906508602 | 50 906508602 PRINTER:COMPUTER,THERMAL ... | 50 906508602 PRINTER:COMPUTER,THERMAL TRANSFER,4 IN,2 | 1 | ALLRFPs\Saudi Energy\SEC RFP-C001609256\downloaded-rfp\SEC RFP-C001609256.xls
Saudi Energy | SEC RFP-C001609256 | 906508603 | 60 906508603 PRINTER:COMPUTER,THERMAL ... | 60 906508603 PRINTER:COMPUTER,THERMAL TRANSFER,2 INCH | 1 | ALLRFPs\Saudi Energy\SEC RFP-C001609256\downloaded-rfp\SEC RFP-C001609256.xls
Saudi Energy | SEC RFP-C001609256 | 906508608 | 70 906508608 CART:HAND,SAVE TOOLS,16 I... | 70 906508608 CART:HAND,SAVE TOOLS,16 IN WD X 30 IN LG | 3 | ALLRFPs\Saudi Energy\SEC RFP-C001609256\downloaded-rfp\SEC RFP-C001609256.xls
Saudi Energy | SEC RFP-C001609256 | 906508646 | 80 906508646 SCALE,WEIGH,DIGITAL READO... | 80 906508646 SCALE,WEIGH,DIGITAL READOUT,2000 KG | 1 | ALLRFPs\Saudi Energy\SEC RFP-C001609256\downloaded-rfp\SEC RFP-C001609256.xls
Saudi Energy | SEC RFP-C001609256 | 909101031 | 110 909101031 PALLET,STORAGE,STL | 110 909101031 PALLET,STORAGE,STL | 350 | ALLRFPs\Saudi Energy\SEC RFP-C001609256\downloaded-rfp\SEC RFP-C001609256.xls
Saudi Energy | SEC RFP-C001609256 | 906508642 | 130 906508642 CLEANER,FLOOR | 130 906508642 CLEANER,FLOOR | 1 | ALLRFPs\Saudi Energy\SEC RFP-C001609256\downloaded-rfp\SEC RFP-C001609256.xls
Saudi Energy | SEC RFP-C001609520 | 905832248 | 10 905832248 CONNECTOR:NON-ELECTRICAL, | 10 905832248 CONNECTOR:NON-ELECTRICAL, | 100 | ALLRFPs\Saudi Energy\SEC RFP-C001609520\downloaded-rfp\SEC RFP-C001609520.xls
Saudi Energy | SEC RFP-C001609520 | 905788326 | 20 905788326 TRANSDUCER:POSITION,ISA 3... | 20 905788326 TRANSDUCER:POSITION,ISA 37.12 | 3 | ALLRFPs\Saudi Energy\SEC RFP-C001609520\downloaded-rfp\SEC RFP-C001609520.xls
Saudi Energy | SEC RFP-C001609520 | 909205726 | 30 909205726 BRACKET,BULK NOUN:CAST ST... | 30 909205726 BRACKET,BULK NOUN:CAST STL,DVC 6200 FOR | 4 | ALLRFPs\Saudi Energy\SEC RFP-C001609520\downloaded-rfp\SEC RFP-C001609520.xls
Saudi Energy | SEC RFP-C001609524 - 6001609524 | 905846157 | 10 905846157 CABLE,ELEC,CU,XLPE,1000SQ... | 10 905846157 CABLE,ELEC,CU,XLPE,1000SQMM,1,#1321000 | 2 | ALLRFPs\Saudi Energy\SEC RFP-C001609524 - 6001609524\downloaded-rfp\SEC RFP-C001609524 - 6001609524.xls
Saudi Energy | SEC RFP-C001610247 | 906508608 | 10 906508608 CART:HAND,SAVE TOOLS,16 I... | 10 906508608 CART:HAND,SAVE TOOLS,16 IN WD X 30 IN LG | 1 | ALLRFPs\Saudi Energy\SEC RFP-C001610247\downloaded-rfp\SEC RFP-C001610247.xls
Saudi Energy | SEC RFP-C001610247 | 906508617 | 20 906508617 LADDER:MOBILE,1 M HT FOR ... | 20 906508617 LADDER:MOBILE,1 M HT FOR PLATFORM,STL | 1 | ALLRFPs\Saudi Energy\SEC RFP-C001610247\downloaded-rfp\SEC RFP-C001610247.xls
Saudi Energy | SEC RFP-C001610247 | 906508618 | 30 906508618 LADDER:MOBILE,2 M HT FOR ... | 30 906508618 LADDER:MOBILE,2 M HT FOR PLATFORM,STL | 1 | ALLRFPs\Saudi Energy\SEC RFP-C001610247\downloaded-rfp\SEC RFP-C001610247.xls
Saudi Energy | SEC RFP-C001610247 | 906508623 | 40 906508623 LADDER,STEP,AL,1.5 M HT | 40 906508623 LADDER,STEP,AL,1.5 M HT | 1 | ALLRFPs\Saudi Energy\SEC RFP-C001610247\downloaded-rfp\SEC RFP-C001610247.xls
Saudi Energy | SEC RFP-C001610247 | 906508651 | 50 906508651 FORK,FORK EXTENSION,200 C... | 50 906508651 FORK,FORK EXTENSION,200 CM LG,STL | 1 | ALLRFPs\Saudi Energy\SEC RFP-C001610247\downloaded-rfp\SEC RFP-C001610247.xls
Saudi Energy | SEC RFP-C001610247 | 906508656 | 60 906508656 HOOK,LOAD RATED,STL,5 TON | 60 906508656 HOOK,LOAD RATED,STL,5 TON | 1 | ALLRFPs\Saudi Energy\SEC RFP-C001610247\downloaded-rfp\SEC RFP-C001610247.xls
Saudi Energy | SEC RFP-C001610247 | 906508625 | 80 906508625 LADDER,STEP,AL,3 M HT | 80 906508625 LADDER,STEP,AL,3 M HT | 1 | ALLRFPs\Saudi Energy\SEC RFP-C001610247\downloaded-rfp\SEC RFP-C001610247.xls
Saudi Energy | SEC RFP-C001610247 | 906508654 | 100 906508654 HOOK,LOAD RATED,STL | 100 906508654 HOOK,LOAD RATED,STL | 1 | ALLRFPs\Saudi Energy\SEC RFP-C001610247\downloaded-rfp\SEC RFP-C001610247.xls
Saudi Energy | SEC RFP-C001610247 | 909101037 | 110 909101037 DECK,DIRECT PURCHASE:GALV... | 110 909101037 DECK,DIRECT PURCHASE:GALVANIZING STEEL,3 | 50 | ALLRFPs\Saudi Energy\SEC RFP-C001610247\downloaded-rfp\SEC RFP-C001610247.xls
Saudi Energy | SEC RFP-C001610247 | 906508601 | 120 906508601 MACHINE,LINE PAINTING MAC... | 120 906508601 MACHINE,LINE PAINTING MACHINE | 1 | ALLRFPs\Saudi Energy\SEC RFP-C001610247\downloaded-rfp\SEC RFP-C001610247.xls
Saudi Energy | SEC RFP-C001610247 | 906508642 | 130 906508642 CLEANER,FLOOR | 130 906508642 CLEANER,FLOOR | 1 | ALLRFPs\Saudi Energy\SEC RFP-C001610247\downloaded-rfp\SEC RFP-C001610247.xls
Saudi Energy | SEC RFP-C001610247 | 906508657 | 150 906508657 STAND:MOUNTING/SUPPORTING... | 150 906508657 STAND:MOUNTING/SUPPORTING,CABLE REEL STA | 1 | ALLRFPs\Saudi Energy\SEC RFP-C001610247\downloaded-rfp\SEC RFP-C001610247.xls
Saudi Energy | SEC RFP-C001610799 | 905682037 | 10 905682037 INDICATOR:TEMPERATURE,100... | 10 905682037 INDICATOR:TEMPERATURE,100 MM DIA,0 TO 12 | 2 | ALLRFPs\Saudi Energy\SEC RFP-C001610799\downloaded-rfp\SEC RFP-C001610799.xls
Saudi Energy | SEC RFP-C001610799 | 905917607 | 20 905917607 DEFLECTOR:FLUID,OIL,85 MM... | 20 905917607 DEFLECTOR:FLUID,OIL,85 MM ID X 107 MM OD | 6 | ALLRFPs\Saudi Energy\SEC RFP-C001610799\downloaded-rfp\SEC RFP-C001610799.xls
Saudi Energy | SEC RFP-C001610799 | 905679554 | 30 905679554 MODULE:CONTROL,CENTRAL PR... | 30 905679554 MODULE:CONTROL,CENTRAL PROCESSING UNIT,C | 4 | ALLRFPs\Saudi Energy\SEC RFP-C001610799\downloaded-rfp\SEC RFP-C001610799.xls
Saudi Energy | SEC RFP-C001610799 | 901224530 | 40 901224530 COV:BULK NOUN,MATL:395 GR... | 40 901224530 COV:BULK NOUN,MATL:395 GR 60 STL,,PARENT | 1 | ALLRFPs\Saudi Energy\SEC RFP-C001610799\downloaded-rfp\SEC RFP-C001610799.xls
Saudi Energy | SEC RFP-C001610799 | 901224529 | 50 901224529 COV:BULK NOUN,MATL:395 GR... | 50 901224529 COV:BULK NOUN,MATL:395 GR 60 STL,,PARENT | 1 | ALLRFPs\Saudi Energy\SEC RFP-C001610799\downloaded-rfp\SEC RFP-C001610799.xls
Saudi Energy | SEC RFP-C001610799 | 901200376 | 60 901200376 ASSEMBLY,TRIPPING UNIT,CO... | 60 901200376 ASSEMBLY,TRIPPING UNIT,COIL, PLUNGER, SP | 5 | ALLRFPs\Saudi Energy\SEC RFP-C001610799\downloaded-rfp\SEC RFP-C001610799.xls
Saudi Energy | SEC RFP-C001610799 | 901224544 | 70 901224544 W:LD | 70 901224544 W:LD | 1 | ALLRFPs\Saudi Energy\SEC RFP-C001610799\downloaded-rfp\SEC RFP-C001610799.xls
Saudi Energy | SEC RFP-C001610799 | 901224543 | 80 901224543 W:ELEC,COPPER CNDCTR,110V... | 80 901224543 W:ELEC,COPPER CNDCTR,110V ,24V SIGNAL,5X | 1 | ALLRFPs\Saudi Energy\SEC RFP-C001610799\downloaded-rfp\SEC RFP-C001610799.xls
Saudi Energy | SEC RFP-C001610799 | 901219978 | 90 901219978 MODULE,CONTROL:CRUDE OIL ... | 90 901219978 MODULE,CONTROL:CRUDE OIL HEATER,CONTROL, | 4 | ALLRFPs\Saudi Energy\SEC RFP-C001610799\downloaded-rfp\SEC RFP-C001610799.xls
Saudi Energy | SEC RFP-C001612094 | 905772041 | 10 905772041 BALL,PUMP,40 MM,PTFE | 10 905772041 BALL,PUMP,40 MM,PTFE | 2 | ALLRFPs\Saudi Energy\SEC RFP-C001612094\downloaded-rfp\SEC RFP-C001612094.xls
Saudi Energy | SEC RFP-C001612094 | 909302550 | 20 909302550 PLATE,PORT,PUMP,(194 MM X... | 20 909302550 PLATE,PORT,PUMP,(194 MM X 862 MM) ID X ( | 1 | ALLRFPs\Saudi Energy\SEC RFP-C001612094\downloaded-rfp\SEC RFP-C001612094.xls
Saudi Energy | SEC RFP-C001612094 | 909205726 | 30 909205726 BRACKET,BULK NOUN:CAST ST... | 30 909205726 BRACKET,BULK NOUN:CAST STL,DVC 6200 FOR | 4 | ALLRFPs\Saudi Energy\SEC RFP-C001612094\downloaded-rfp\SEC RFP-C001612094.xls
Saudi Energy | SEC RFP-C001612906 | 901330679 | 10 901330679 COUPLING,SHAFT,BORE,OD,LG... | 10 901330679 COUPLING,SHAFT,BORE,OD,LG,#REFNO24595600 | 1 | ALLRFPs\Saudi Energy\SEC RFP-C001612906\downloaded-rfp\SEC RFP-C001612906.xls
Saudi Energy | SEC RFP-C001612906 | 900461804 | 20 900461804 COUPLING,SHAFT,STL,110 MM... | 20 900461804 COUPLING,SHAFT,STL,110 MM BORE,251 MM OD | 2 | ALLRFPs\Saudi Energy\SEC RFP-C001612906\downloaded-rfp\SEC RFP-C001612906.xls
Saudi Energy | SEC RFP-C001612906 | 901214942 | 30 901214942 DISC,BOILER PSV 0114HAH10... | 30 901214942 DISC,BOILER PSV 0114HAH10AA901,5/8 IN,IN | 4 | ALLRFPs\Saudi Energy\SEC RFP-C001612906\downloaded-rfp\SEC RFP-C001612906.xls
Saudi Energy | SEC RFP-C001612906 | 901418290 | 40 901418290 COUPLING,SHAFT,BORE,OD,LG... | 40 901418290 COUPLING,SHAFT,BORE,OD,LG,#CUSA003500POS | 1 | ALLRFPs\Saudi Energy\SEC RFP-C001612906\downloaded-rfp\SEC RFP-C001612906.xls
Saudi Energy | SEC RFP-C001612906 | 901477153 | 50 901477153 ASSEMBLY,EQUALIZATION PON... | 50 901477153 ASSEMBLY,EQUALIZATION POND BLOWER,ROOTS | 1 | ALLRFPs\Saudi Energy\SEC RFP-C001612906\downloaded-rfp\SEC RFP-C001612906.xls
Saudi Energy | SEC RFP-C001612906 | 902018212 | 60 902018212 BAND:SEALING,20 M ROLL | 60 902018212 BAND:SEALING,20 M ROLL | 2 | ALLRFPs\Saudi Energy\SEC RFP-C001612906\downloaded-rfp\SEC RFP-C001612906.xls
Saudi Energy | SEC RFP-C001612906 | 902207530 | 70 902207530 FLANGE,FIREFIGHTING SYSTE... | 70 902207530 FLANGE,FIREFIGHTING SYSTEM,14 IN,DUCTILE | 1 | ALLRFPs\Saudi Energy\SEC RFP-C001612906\downloaded-rfp\SEC RFP-C001612906.xls
Saudi Energy | SEC RFP-C001612906 | 902207531 | 80 902207531 FLANGE,FIREFIGHTING SYSTE... | 80 902207531 FLANGE,FIREFIGHTING SYSTEM,16 IN,DUCTILE | 1 | ALLRFPs\Saudi Energy\SEC RFP-C001612906\downloaded-rfp\SEC RFP-C001612906.xls
Saudi Energy | SEC RFP-C001612906 | 902207532 | 90 902207532 FLANGE,FIREFIGHTING SYSTE... | 90 902207532 FLANGE,FIREFIGHTING SYSTEM,24 IN,DUCTILE | 1 | ALLRFPs\Saudi Energy\SEC RFP-C001612906\downloaded-rfp\SEC RFP-C001612906.xls
Saudi Energy | SEC RFP-C001612906 | 902207533 | 100 902207533 FLANGE,FIREFIGHTING SYSTE... | 100 902207533 FLANGE,FIREFIGHTING SYSTEM,18 IN,DUCTILE | 1 | ALLRFPs\Saudi Energy\SEC RFP-C001612906\downloaded-rfp\SEC RFP-C001612906.xls
Saudi Energy | SEC RFP-C001612906 | 901205771 | 110 901205771 ASSEMBLY,AIR COMPRESSOR E... | 110 901205771 ASSEMBLY,AIR COMPRESSOR ELEMENT HIGH PRE | 1 | ALLRFPs\Saudi Energy\SEC RFP-C001612906\downloaded-rfp\SEC RFP-C001612906.xls
Saudi Energy | SEC RFP-C001612906 | 901324166 | 120 901324166 SPRING,COMP,SSTL,40 MM DI... | 120 901324166 SPRING,COMP,SSTL,40 MM DIA,50 MM LG,#N10 | 88 | ALLRFPs\Saudi Energy\SEC RFP-C001612906\downloaded-rfp\SEC RFP-C001612906.xls
Saudi Energy | SEC RFP-C001612906 | 901409112 | 130 901409112 SPRING,COMP,#1BSD002738P0... | 130 901409112 SPRING,COMP,#1BSD002738P0001 | 216 | ALLRFPs\Saudi Energy\SEC RFP-C001612906\downloaded-rfp\SEC RFP-C001612906.xls
Saudi Energy | SEC RFP-C001612906 | 901412230 | 140 901412230 Spring,Torsion,OD,LEG LG,... | 140 901412230 Spring,Torsion,OD,LEG LG,COILS,DEG LEG | 12 | ALLRFPs\Saudi Energy\SEC RFP-C001612906\downloaded-rfp\SEC RFP-C001612906.xls
Saudi Energy | SEC RFP-C001612906 | 901412231 | 150 901412231 Spring,EXTN,DIA,LG,WIRE S... | 150 901412231 Spring,EXTN,DIA,LG,WIRE SIZE,ENDS,#40203 | 8 | ALLRFPs\Saudi Energy\SEC RFP-C001612906\downloaded-rfp\SEC RFP-C001612906.xls
Saudi Energy | SEC RFP-C001612906 | 901403552 | 160 901403552 PACKING,VALVE STEM | 160 901403552 PACKING,VALVE STEM | 6 | ALLRFPs\Saudi Energy\SEC RFP-C001612906\downloaded-rfp\SEC RFP-C001612906.xls
Saudi Energy | SEC RFP-C001612906 | 901403723 | 170 901403723 PACKING,VALVE | 170 901403723 PACKING,VALVE | 4 | ALLRFPs\Saudi Energy\SEC RFP-C001612906\downloaded-rfp\SEC RFP-C001612906.xls
Saudi Energy | SEC RFP-C001612906 | 901408543 | 180 901408543 CHUTE:CHARGING,424 MM LG ... | 180 901408543 CHUTE:CHARGING,424 MM LG X 3 MM TH,STAIN | 1 | ALLRFPs\Saudi Energy\SEC RFP-C001612906\downloaded-rfp\SEC RFP-C001612906.xls
Saudi Energy | SEC RFP-C001612906 | 901499253 | 190 901499253 SCREW:LEAD,30 MM DIA,3.5 ... | 190 901499253 SCREW:LEAD,30 MM DIA,3.5 MM,160 MM LG,HE | 2 | ALLRFPs\Saudi Energy\SEC RFP-C001612906\downloaded-rfp\SEC RFP-C001612906.xls
Saudi Energy | SEC RFP-C001612906 | 905640430 | 200 905640430 COUPLING,SHAFT,STL,37 MM ... | 200 905640430 COUPLING,SHAFT,STL,37 MM BORE,65 MM OD | 2 | ALLRFPs\Saudi Energy\SEC RFP-C001612906\downloaded-rfp\SEC RFP-C001612906.xls
Saudi Energy | SEC RFP-C001612906 | 901498928 | 210 901498928 TRANSMITTER:SIGNAL,FLOW (... | 210 901498928 TRANSMITTER:SIGNAL,FLOW (WATER),0 TO 700 | 4 | ALLRFPs\Saudi Energy\SEC RFP-C001612906\downloaded-rfp\SEC RFP-C001612906.xls
Saudi Energy | SEC RFP-C001612906 | 909203717 | 220 909203717 ELECTRODE,SODIUM ANALYZER... | 220 909203717 ELECTRODE,SODIUM ANALYZER,MANUFACTURER S | 8 | ALLRFPs\Saudi Energy\SEC RFP-C001612906\downloaded-rfp\SEC RFP-C001612906.xls
Saudi Energy | SEC RFP-C001612906 | 901407684 | 230 901407684 COUPLING,SHAFT,STL,#FGC17... | 230 901407684 COUPLING,SHAFT,STL,#FGC178LLTX | 2 | ALLRFPs\Saudi Energy\SEC RFP-C001612906\downloaded-rfp\SEC RFP-C001612906.xls
Saudi Energy | SEC RFP-C001612906 | 901418395 | 240 901418395 SHAFT,BULK NOUN: | 240 901418395 SHAFT,BULK NOUN: | 2 | ALLRFPs\Saudi Energy\SEC RFP-C001612906\downloaded-rfp\SEC RFP-C001612906.xls
Saudi Energy | SEC RFP-C001612906 | 901418396 | 250 901418396 SHAFT,BULK NOUN: | 250 901418396 SHAFT,BULK NOUN: | 2 | ALLRFPs\Saudi Energy\SEC RFP-C001612906\downloaded-rfp\SEC RFP-C001612906.xls
Saudi Energy | SEC RFP-C001612906 | 901214214 | 260 901214214 VALVE,RELIEF,8 BAR,50C,8 ... | 260 901214214 VALVE,RELIEF,8 BAR,50C,8 BAR STPRESS,#26 | 3 | ALLRFPs\Saudi Energy\SEC RFP-C001612906\downloaded-rfp\SEC RFP-C001612906.xls
Saudi Energy | SEC RFP-C001612906 | 901215899 | 270 901215899 TRANSMITTER:SIGNAL,LIQUID... | 270 901215899 TRANSMITTER:SIGNAL,LIQUID LEVEL,0 TO 275 | 3 | ALLRFPs\Saudi Energy\SEC RFP-C001612906\downloaded-rfp\SEC RFP-C001612906.xls
Saudi Energy | SEC RFP-C001612906 | 901328293 | 280 901328293 SPECTROMETER,optical: | 280 901328293 SPECTROMETER,optical: | 1 | ALLRFPs\Saudi Energy\SEC RFP-C001612906\downloaded-rfp\SEC RFP-C001612906.xls
Saudi Energy | SEC RFP-C001612906 | 902467293 | 290 902467293 CONTROLLER,PROG LOGIC,I/O... | 290 902467293 CONTROLLER,PROG LOGIC,I/O,CONFIG,#QDU03C | 4 | ALLRFPs\Saudi Energy\SEC RFP-C001612906\downloaded-rfp\SEC RFP-C001612906.xls
Saudi Energy | SEC RFP-C001612906 | 902468492 | 300 902468492 CARD:FUNCTION,PUR:,,SZ: | 300 902468492 CARD:FUNCTION,PUR:,,SZ: | 2 | ALLRFPs\Saudi Energy\SEC RFP-C001612906\downloaded-rfp\SEC RFP-C001612906.xls
Saudi Energy | SEC RFP-C001612906 | 901499827 | 310 901499827 DISPLAY:ELECTRONIC,TRANSM... | 310 901499827 DISPLAY:ELECTRONIC,TRANSMITTER CATRIDGE, | 7 | ALLRFPs\Saudi Energy\SEC RFP-C001612906\downloaded-rfp\SEC RFP-C001612906.xls
Saudi Energy | SEC RFP-C001614537 | 901366742 | 10 901366742 SEAL:BULK NOUN | 10 901366742 SEAL:BULK NOUN | 2 | ALLRFPs\Saudi Energy\SEC RFP-C001614537\downloaded-rfp\SEC RFP-C001614537.xls
Saudi Energy | SEC RFP-C001614537 | 901476761 | 20 901476761 FITTING,COMPRESSION,10-1/... | 20 901476761 FITTING,COMPRESSION,10-1/2 NPT,316 SSTL, | 20 | ALLRFPs\Saudi Energy\SEC RFP-C001614537\downloaded-rfp\SEC RFP-C001614537.xls
Saudi Energy | SEC RFP-C001614537 | 901476764 | 30 901476764 FITTING,COMPRESSION,12-1/... | 30 901476764 FITTING,COMPRESSION,12-1/2 IN NPT,316 SS | 20 | ALLRFPs\Saudi Energy\SEC RFP-C001614537\downloaded-rfp\SEC RFP-C001614537.xls
Saudi Energy | SEC RFP-C001614537 | 901476767 | 40 901476767 FITTING,COMPRESSION,1/2-1... | 40 901476767 FITTING,COMPRESSION,1/2-1/4 IN RS,316 SS | 20 | ALLRFPs\Saudi Energy\SEC RFP-C001614537\downloaded-rfp\SEC RFP-C001614537.xls
Saudi Energy | SEC RFP-C001614537 | 901221366 | 50 901221366 SENSOR,PH SENSOR,0 TO 14 ... | 50 901221366 SENSOR,PH SENSOR,0 TO 14 PH,0 TO 135 DEG | 2 | ALLRFPs\Saudi Energy\SEC RFP-C001614537\downloaded-rfp\SEC RFP-C001614537.xls
Saudi Energy | SEC RFP-C001614537 | 902507406 | 60 902507406 WIRE:THERMOCOUPLE,18 AWG,... | 60 902507406 WIRE:THERMOCOUPLE,18 AWG,30 M LG,2 CORE | 18 | ALLRFPs\Saudi Energy\SEC RFP-C001614537\downloaded-rfp\SEC RFP-C001614537.xls
Saudi Energy | SEC RFP-C001614537 | 900381016 | 70 900381016 THERMOCOUPLE,TEMPERATURE:... | 70 900381016 THERMOCOUPLE,TEMPERATURE:SOLARTHERMOCOUP | 5 | ALLRFPs\Saudi Energy\SEC RFP-C001614537\downloaded-rfp\SEC RFP-C001614537.xls
Saudi Energy | SEC RFP-C001614944 - 6001614944 | 904206912 | 10 904206912 CABLE,ELEC,CU,XLPE,630SQM... | 10 904206912 CABLE,ELEC,CU,XLPE,630SQMM,1,#XLPE630SQM | 1,000 | ALLRFPs\Saudi Energy\SEC RFP-C001614944 - 6001614944\downloaded-rfp\SEC RFP-C001614944 - 6001614944.xls
Saudi Energy | SEC RFP-C001616700 - 6001616700 | 905820227 | 10 905820227 CABLE:ELECTRICAL,CU,630 S... | 10 905820227 CABLE:ELECTRICAL,CU,630 SQMM,1C,61 STR,1 | 1,500 | ALLRFPs\Saudi Energy\SEC RFP-C001616700 - 6001616700\downloaded-rfp\SEC RFP-C001616700 - 6001616700.xls
Saudi Energy | SEC RFP-C001616700 - 6001616700 | 905779687 | 20 905779687 CABLE:ELECTRICAL,CU,1000 ... | 20 905779687 CABLE:ELECTRICAL,CU,1000 SQMM,1C,91 STR, | 1,000 | ALLRFPs\Saudi Energy\SEC RFP-C001616700 - 6001616700\downloaded-rfp\SEC RFP-C001616700 - 6001616700.xls
Saudi Energy | SEC RFP-C001616700 - 6001616700 | 905836485 | 30 905836485 CABLE:ELECTRICAL,CU,630 S... | 30 905836485 CABLE:ELECTRICAL,CU,630 SQMM,1C,60 STR,1 | 500 | ALLRFPs\Saudi Energy\SEC RFP-C001616700 - 6001616700\downloaded-rfp\SEC RFP-C001616700 - 6001616700.xls
Saudi Energy | SEC RFP-C001617273 | 900600074 | 10 900600074 MODULE:CONTROL,STM-16,CE,... | 10 900600074 MODULE:CONTROL,STM-16,CE, UL LISTED | 20 | ALLRFPs\Saudi Energy\SEC RFP-C001617273\downloaded-rfp\SEC RFP-C001617273.xls
Saudi Energy | SEC RFP-C001617273 | 905651918 | 20 905651918 MODULE:CONTROL,SDH,CE, UL... | 20 905651918 MODULE:CONTROL,SDH,CE, UL LISTED | 20 | ALLRFPs\Saudi Energy\SEC RFP-C001617273\downloaded-rfp\SEC RFP-C001617273.xls
Saudi Energy | SEC RFP-C001617273 | 900600083 | 30 900600083 CORD,PATCH,10M LG,FC-FC C... | 30 900600083 CORD,PATCH,10M LG,FC-FC CONN,YEL JKT CLR | 40 | ALLRFPs\Saudi Energy\SEC RFP-C001617273\downloaded-rfp\SEC RFP-C001617273.xls
Saudi Energy | SEC RFP-C001617273 | 900600081 | 40 900600081 CORD,PATCH,5 M LG,FC-FC C... | 40 900600081 CORD,PATCH,5 M LG,FC-FC CONN | 40 | ALLRFPs\Saudi Energy\SEC RFP-C001617273\downloaded-rfp\SEC RFP-C001617273.xls
Saudi Energy | SEC RFP-C001617273 | 900600057 | 50 900600057 CORD,PATCH,20 M LG,FC-FC ... | 50 900600057 CORD,PATCH,20 M LG,FC-FC CONN | 40 | ALLRFPs\Saudi Energy\SEC RFP-C001617273\downloaded-rfp\SEC RFP-C001617273.xls
Saudi Energy | SEC RFP-C001617273 | 900600084 | 60 900600084 CORD,PATCH,30 M LG,FC-FC ... | 60 900600084 CORD,PATCH,30 M LG,FC-FC CONN | 40 | ALLRFPs\Saudi Energy\SEC RFP-C001617273\downloaded-rfp\SEC RFP-C001617273.xls
Saudi Energy | SEC RFP-C001617273 | 900600096 | 70 900600096 CORD,PATCH,10M LG,LC-FC C... | 70 900600096 CORD,PATCH,10M LG,LC-FC CONN,YEL JKT CLR | 40 | ALLRFPs\Saudi Energy\SEC RFP-C001617273\downloaded-rfp\SEC RFP-C001617273.xls
Saudi Energy | SEC RFP-C001617273 | 900600085 | 80 900600085 CABLE,FBROPT,SM,15M,DPLX ... | 80 900600085 CABLE,FBROPT,SM,15M,DPLX FBR,YEL JKT,#PC | 40 | ALLRFPs\Saudi Energy\SEC RFP-C001617273\downloaded-rfp\SEC RFP-C001617273.xls
Saudi Energy | SEC RFP-C001617273 | 900600097 | 90 900600097 CORD,PATCH,20 M LG,LC-FC ... | 90 900600097 CORD,PATCH,20 M LG,LC-FC CONN | 40 | ALLRFPs\Saudi Energy\SEC RFP-C001617273\downloaded-rfp\SEC RFP-C001617273.xls
Saudi Energy | SEC RFP-C001617273 | 900600086 | 100 900600086 CABLE,FBROPT,SM,30M,DPLX ... | 100 900600086 CABLE,FBROPT,SM,30M,DPLX FBR,YEL JKT,#PC | 40 | ALLRFPs\Saudi Energy\SEC RFP-C001617273\downloaded-rfp\SEC RFP-C001617273.xls
Saudi Energy | SEC RFP-C001617296 | 905849994 | 10 905849994 STAND:MOUNTING/SUPPORTING... | 10 905849994 STAND:MOUNTING/SUPPORTING,UNIVERSAL MAGN | 12 | ALLRFPs\Saudi Energy\SEC RFP-C001617296\downloaded-rfp\SEC RFP-C001617296.xls
Saudi Energy | SEC RFP-C001617296 | 909411251 | 20 909411251 CALIPER:VERNIER,0-6IN 0-1... | 20 909411251 CALIPER:VERNIER,0-6IN 0-150MM,0.0005 IN | 10 | ALLRFPs\Saudi Energy\SEC RFP-C001617296\downloaded-rfp\SEC RFP-C001617296.xls
Saudi Energy | SEC RFP-C001617296 | 902503333 | 30 902503333 GAUGE SET,CLEARANCE/GAP,3... | 30 902503333 GAUGE SET,CLEARANCE/GAP,316 SSTL,#FBL325 | 15 | ALLRFPs\Saudi Energy\SEC RFP-C001617296\downloaded-rfp\SEC RFP-C001617296.xls
Saudi Energy | SEC RFP-C001617296 | 905850216 | 40 905850216 MICROMETER:DEPTH,12 IN/30... | 40 905850216 MICROMETER:DEPTH,12 IN/300MM RANGE,0.000 | 4 | ALLRFPs\Saudi Energy\SEC RFP-C001617296\downloaded-rfp\SEC RFP-C001617296.xls
Saudi Energy | SEC RFP-C001617296 | 909200545 | 50 909200545 DIAL,INDICATOR,0-100MM,52... | 50 909200545 DIAL,INDICATOR,0-100MM,52 MM,SSTL,IEC | 4 | ALLRFPs\Saudi Energy\SEC RFP-C001617296\downloaded-rfp\SEC RFP-C001617296.xls
Saudi Energy | SEC RFP-C001617296 | 905848715 | 60 905848715 PARALLELS,ADJUSTABLE:STL,... | 60 905848715 PARALLELS,ADJUSTABLE:STL,9.53 MM WD X 57 | 5 | ALLRFPs\Saudi Energy\SEC RFP-C001617296\downloaded-rfp\SEC RFP-C001617296.xls
Saudi Energy | SEC RFP-C001617296 | 905920081 | 70 905920081 GRINDER,ELEC | 70 905920081 GRINDER,ELEC | 4 | ALLRFPs\Saudi Energy\SEC RFP-C001617296\downloaded-rfp\SEC RFP-C001617296.xls
Saudi Energy | SEC RFP-C001617296 | 905849884 | 80 905849884 DRILL,PWR,350 W 220 VAC,0... | 80 905849884 DRILL,PWR,350 W 220 VAC,0 TO 1200 RPM | 4 | ALLRFPs\Saudi Energy\SEC RFP-C001617296\downloaded-rfp\SEC RFP-C001617296.xls
Saudi Energy | SEC RFP-C001617296 | 905849889 | 90 905849889 WRENCH,IMP,1/2 IN DR,440 ... | 90 905849889 WRENCH,IMP,1/2 IN DR,440 NM | 2 | ALLRFPs\Saudi Energy\SEC RFP-C001617296\downloaded-rfp\SEC RFP-C001617296.xls
Saudi Energy | SEC RFP-C001617296 | 905849890 | 100 905849890 WRENCH,IMP,3/4 IN DR,440 ... | 100 905849890 WRENCH,IMP,3/4 IN DR,440 NM | 2 | ALLRFPs\Saudi Energy\SEC RFP-C001617296\downloaded-rfp\SEC RFP-C001617296.xls
Saudi Energy | SEC RFP-C001617296 | 905694190 | 110 905694190 HEATER,SPACE,#IH025 | 110 905694190 HEATER,SPACE,#IH025 | 3 | ALLRFPs\Saudi Energy\SEC RFP-C001617296\downloaded-rfp\SEC RFP-C001617296.xls
Saudi Energy | SEC RFP-C001617296 | 905890072 | 120 905890072 DRILL SET,TWIST,1 MM TO 1... | 120 905890072 DRILL SET,TWIST,1 MM TO 13 MM,HSS | 8 | ALLRFPs\Saudi Energy\SEC RFP-C001617296\downloaded-rfp\SEC RFP-C001617296.xls
Saudi Energy | SEC RFP-C001617296 | 905850148 | 130 905850148 HOIST:CHAIN,CONTINUOUS CH... | 130 905850148 HOIST:CHAIN,CONTINUOUS CHAIN,2 TON CAPAC | 5 | ALLRFPs\Saudi Energy\SEC RFP-C001617296\downloaded-rfp\SEC RFP-C001617296.xls
Saudi Energy | SEC RFP-C001617296 | 905850072 | 140 905850072 CUTTER:ROTARY,1/8–1-1/8 I... | 140 905850072 CUTTER:ROTARY,1/8–1-1/8 IN CAPACITY | 5 | ALLRFPs\Saudi Energy\SEC RFP-C001617296\downloaded-rfp\SEC RFP-C001617296.xls
Saudi Energy | SEC RFP-C001617296 | 905890711 | 150 905890711 KIT,TOOL,TUBE CUTTING AND... | 150 905890711 KIT,TOOL,TUBE CUTTING AND FLARING | 10 | ALLRFPs\Saudi Energy\SEC RFP-C001617296\downloaded-rfp\SEC RFP-C001617296.xls
Saudi Energy | SEC RFP-C001617296 | 905849668 | 160 905849668 KIT,GAS WELDING AND CUTTI... | 160 905849668 KIT,GAS WELDING AND CUTTING | 4 | ALLRFPs\Saudi Energy\SEC RFP-C001617296\downloaded-rfp\SEC RFP-C001617296.xls
Saudi Energy | SEC RFP-C001617296 | 905890602 | 170 905890602 GRINDER,ELEC,115/230 VAC,... | 170 905890602 GRINDER,ELEC,115/230 VAC,85/42,50/60HZ | 2 | ALLRFPs\Saudi Energy\SEC RFP-C001617296\downloaded-rfp\SEC RFP-C001617296.xls
Saudi Energy | SEC RFP-C001617296 | 905890603 | 180 905890603 GRINDER,AIR,90 PSI,22000 ... | 180 905890603 GRINDER,AIR,90 PSI,22000 RPM,1/4 IN ICON | 5 | ALLRFPs\Saudi Energy\SEC RFP-C001617296\downloaded-rfp\SEC RFP-C001617296.xls
Saudi Energy | SEC RFP-C001617296 | 901405043 | 190 901405043 HAMMER:SOFT FACE,24 OZ,PL... | 190 901405043 HAMMER:SOFT FACE,24 OZ,PLASTIC FACE,12-3 | 5 | ALLRFPs\Saudi Energy\SEC RFP-C001617296\downloaded-rfp\SEC RFP-C001617296.xls
Saudi Energy | SEC RFP-C001617296 | 905848695 | 200 905848695 HAMMER:BALL PEIN, | 200 905848695 HAMMER:BALL PEIN, | 8 | ALLRFPs\Saudi Energy\SEC RFP-C001617296\downloaded-rfp\SEC RFP-C001617296.xls
Saudi Energy | SEC RFP-C001617296 | 901405042 | 210 901405042 HAMMER:SOFT FACE,32 OZ,BR... | 210 901405042 HAMMER:SOFT FACE,32 OZ,BRONZE TIP | 50 | ALLRFPs\Saudi Energy\SEC RFP-C001617296\downloaded-rfp\SEC RFP-C001617296.xls
Saudi Energy | SEC RFP-C001617296 | 905920092 | 220 905920092 HAMMER:SLEDGE,4 LB,FIBERG... | 220 905920092 HAMMER:SLEDGE,4 LB,FIBERGLASS | 10 | ALLRFPs\Saudi Energy\SEC RFP-C001617296\downloaded-rfp\SEC RFP-C001617296.xls
Saudi Energy | SEC RFP-C001617296 | 905920093 | 230 905920093 HAMMER:SLEDGE, | 230 905920093 HAMMER:SLEDGE, | 5 | ALLRFPs\Saudi Energy\SEC RFP-C001617296\downloaded-rfp\SEC RFP-C001617296.xls
Saudi Energy | SEC RFP-C001617296 | 905890161 | 240 905890161 WRENCH,PIPE,2 IN,12 IN LG... | 240 905890161 WRENCH,PIPE,2 IN,12 IN LG,FORGED STL | 5 | ALLRFPs\Saudi Energy\SEC RFP-C001617296\downloaded-rfp\SEC RFP-C001617296.xls
Saudi Energy | SEC RFP-C001617296 | 901405047 | 250 901405047 WRENCH,PIPE,2 TO 1/2 IN,1... | 250 901405047 WRENCH,PIPE,2 TO 1/2 IN,18 IN LG,ASTL | 5 | ALLRFPs\Saudi Energy\SEC RFP-C001617296\downloaded-rfp\SEC RFP-C001617296.xls
Saudi Energy | SEC RFP-C001617296 | 905848718 | 260 905848718 WRENCH,ADJ,1-1/2 IN JAWCA... | 260 905848718 WRENCH,ADJ,1-1/2 IN JAWCAP | 5 | ALLRFPs\Saudi Energy\SEC RFP-C001617296\downloaded-rfp\SEC RFP-C001617296.xls
Saudi Energy | SEC RFP-C001617296 | 905921221 | 270 905921221 WRENCH,COMB,OPEN HD A,1/2... | 270 905921221 WRENCH,COMB,OPEN HD A,1/2 IN HD A SZ | 15 | ALLRFPs\Saudi Energy\SEC RFP-C001617296\downloaded-rfp\SEC RFP-C001617296.xls
Saudi Energy | SEC RFP-C001617296 | 905921219 | 280 905921219 WRENCH,COMB,OPEN HD A,9/1... | 280 905921219 WRENCH,COMB,OPEN HD A,9/16IN HD A SZ | 10 | ALLRFPs\Saudi Energy\SEC RFP-C001617296\downloaded-rfp\SEC RFP-C001617296.xls
Saudi Energy | SEC RFP-C001617296 | 905921223 | 290 905921223 WRENCH,COMB,OPEN HD A,3/4... | 290 905921223 WRENCH,COMB,OPEN HD A,3/4 IN HD A SZ | 20 | ALLRFPs\Saudi Energy\SEC RFP-C001617296\downloaded-rfp\SEC RFP-C001617296.xls
Saudi Energy | SEC RFP-C001617296 | 905850149 | 300 905850149 HOIST:CHAIN,CONTINUOUS CH... | 300 905850149 HOIST:CHAIN,CONTINUOUS CHAIN,5 TON CAPAC | 5 | ALLRFPs\Saudi Energy\SEC RFP-C001617296\downloaded-rfp\SEC RFP-C001617296.xls
Saudi Energy | SEC RFP-C001617296 | 905921218 | 310 905921218 WRENCH,COMB,OPEN HD A,5/8... | 310 905921218 WRENCH,COMB,OPEN HD A,5/8 IN HD A SZ | 10 | ALLRFPs\Saudi Energy\SEC RFP-C001617296\downloaded-rfp\SEC RFP-C001617296.xls
Saudi Energy | SEC RFP-C001617296 | 905921224 | 320 905921224 WRENCH,COMB,OPEN HD A,7/1... | 320 905921224 WRENCH,COMB,OPEN HD A,7/16 IN HD A SZ | 15 | ALLRFPs\Saudi Energy\SEC RFP-C001617296\downloaded-rfp\SEC RFP-C001617296.xls
Saudi Energy | SEC RFP-C001617296 | 905921222 | 330 905921222 WRENCH,COMB,OPEN HD A,15/... | 330 905921222 WRENCH,COMB,OPEN HD A,15/16 IN HD A SZ | 10 | ALLRFPs\Saudi Energy\SEC RFP-C001617296\downloaded-rfp\SEC RFP-C001617296.xls
Saudi Energy | SEC RFP-C001617296 | 905890955 | 340 905890955 WRENCH SET,COMB,6 POINT | 340 905890955 WRENCH SET,COMB,6 POINT | 5 | ALLRFPs\Saudi Energy\SEC RFP-C001617296\downloaded-rfp\SEC RFP-C001617296.xls
Saudi Energy | SEC RFP-C001617296 | 905890722 | 350 905890722 WRENCH,STRIKING,6 POINT,1... | 350 905890722 WRENCH,STRIKING,6 POINT,1-3/4 IN | 5 | ALLRFPs\Saudi Energy\SEC RFP-C001617296\downloaded-rfp\SEC RFP-C001617296.xls
Saudi Energy | SEC RFP-C001617296 | 905849921 | 360 905849921 WRENCH,STRIKING,12 POINT,... | 360 905849921 WRENCH,STRIKING,12 POINT,1-1/8 IN | 10 | ALLRFPs\Saudi Energy\SEC RFP-C001617296\downloaded-rfp\SEC RFP-C001617296.xls
Saudi Energy | SEC RFP-C001617296 | 905850150 | 370 905850150 HOIST:CHAIN,CONTINUOUS CH... | 370 905850150 HOIST:CHAIN,CONTINUOUS CHAIN,10 TON CAPA | 5 | ALLRFPs\Saudi Energy\SEC RFP-C001617296\downloaded-rfp\SEC RFP-C001617296.xls
Saudi Energy | SEC RFP-C001617296 | 901405038 | 380 901405038 WRENCH,STRIKING,12 POINT,... | 380 901405038 WRENCH,STRIKING,12 POINT,1 TO 1/4 IN | 6 | ALLRFPs\Saudi Energy\SEC RFP-C001617296\downloaded-rfp\SEC RFP-C001617296.xls
Saudi Energy | SEC RFP-C001617296 | 905849920 | 390 905849920 WRENCH,STRIKING,12 POINT,... | 390 905849920 WRENCH,STRIKING,12 POINT,1-1/16 IN | 10 | ALLRFPs\Saudi Energy\SEC RFP-C001617296\downloaded-rfp\SEC RFP-C001617296.xls
Saudi Energy | SEC RFP-C001617296 | 905921229 | 400 905921229 WRENCH,STRIKING,12 POINT,... | 400 905921229 WRENCH,STRIKING,12 POINT,5/8 IN | 20 | ALLRFPs\Saudi Energy\SEC RFP-C001617296\downloaded-rfp\SEC RFP-C001617296.xls
Saudi Energy | SEC RFP-C001617296 | 902503274 | 410 902503274 WRENCH,STRIKING,12 POINT,... | 410 902503274 WRENCH,STRIKING,12 POINT,1-1/2 IN,#DX148 | 5 | ALLRFPs\Saudi Energy\SEC RFP-C001617296\downloaded-rfp\SEC RFP-C001617296.xls
Saudi Energy | SEC RFP-C001617296 | 905849919 | 420 905849919 WRENCH,STRIKING,12 POINT,... | 420 905849919 WRENCH,STRIKING,12 POINT,15/16 IN | 15 | ALLRFPs\Saudi Energy\SEC RFP-C001617296\downloaded-rfp\SEC RFP-C001617296.xls
Saudi Energy | SEC RFP-C001617296 | 905695747 | 430 905695747 WRENCH,STRIKING,12 POINT,... | 430 905695747 WRENCH,STRIKING,12 POINT,30MM,190 MM LG | 10 | ALLRFPs\Saudi Energy\SEC RFP-C001617296\downloaded-rfp\SEC RFP-C001617296.xls
Saudi Energy | SEC RFP-C001617296 | 902503275 | 440 902503275 WRENCH,STRIKING,12 POINT,... | 440 902503275 WRENCH,STRIKING,12 POINT,1-11/16 IN | 5 | ALLRFPs\Saudi Energy\SEC RFP-C001617296\downloaded-rfp\SEC RFP-C001617296.xls
Saudi Energy | SEC RFP-C001617296 | 905891114 | 450 905891114 WRENCH,STRIKING,12 POINT,... | 450 905891114 WRENCH,STRIKING,12 POINT,1-7/16 IN | 5 | ALLRFPs\Saudi Energy\SEC RFP-C001617296\downloaded-rfp\SEC RFP-C001617296.xls
Saudi Energy | SEC RFP-C001617296 | 905850205 | 460 905850205 HOIST:CHAIN,CONTINUOUS CH... | 460 905850205 HOIST:CHAIN,CONTINUOUS CHAIN,0.5 TON CAP | 5 | ALLRFPs\Saudi Energy\SEC RFP-C001617296\downloaded-rfp\SEC RFP-C001617296.xls
Saudi Energy | SEC RFP-C001617296 | 905849709 | 470 905849709 WRENCH,STRIKING,12 POINT,... | 470 905849709 WRENCH,STRIKING,12 POINT,1-3/8 IN | 5 | ALLRFPs\Saudi Energy\SEC RFP-C001617296\downloaded-rfp\SEC RFP-C001617296.xls
Saudi Energy | SEC RFP-C001617296 | 905920091 | 480 905920091 WRENCH,STRIKING,12 POINT,... | 480 905920091 WRENCH,STRIKING,12 POINT,13/16 IN | 10 | ALLRFPs\Saudi Energy\SEC RFP-C001617296\downloaded-rfp\SEC RFP-C001617296.xls
Saudi Energy | SEC RFP-C001617296 | 909400350 | 490 909400350 JACK:HYDRAULIC,100 TON,4 ... | 490 909400350 JACK:HYDRAULIC,100 TON,4 IN,3.38 IN | 3 | ALLRFPs\Saudi Energy\SEC RFP-C001617296\downloaded-rfp\SEC RFP-C001617296.xls
Saudi Energy | SEC RFP-C001617296 | 909400351 | 500 909400351 JACK:HYDRAULIC,50 TON,3.2... | 500 909400351 JACK:HYDRAULIC,50 TON,3.25 IN,2.63 IN | 3 | ALLRFPs\Saudi Energy\SEC RFP-C001617296\downloaded-rfp\SEC RFP-C001617296.xls
Saudi Energy | SEC RFP-C001617296 | 909400352 | 510 909400352 JACK:HYDRAULIC,20 TON,2.4... | 510 909400352 JACK:HYDRAULIC,20 TON,2.47 IN,2.03 IN | 4 | ALLRFPs\Saudi Energy\SEC RFP-C001617296\downloaded-rfp\SEC RFP-C001617296.xls
Saudi Energy | SEC RFP-C001617296 | 909400353 | 520 909400353 JACK:HYDRAULIC,10 TON,2.1... | 520 909400353 JACK:HYDRAULIC,10 TON,2.13 IN,1.69 IN | 2 | ALLRFPs\Saudi Energy\SEC RFP-C001617296\downloaded-rfp\SEC RFP-C001617296.xls
Saudi Energy | SEC RFP-C001617296 | 909400354 | 530 909400354 JACK:HYDRAULIC,5 TON,1.53... | 530 909400354 JACK:HYDRAULIC,5 TON,1.53 IN,1.28 IN | 2 | ALLRFPs\Saudi Energy\SEC RFP-C001617296\downloaded-rfp\SEC RFP-C001617296.xls
Saudi Energy | SEC RFP-C001617296 | 905850136 | 540 905850136 PULLER:POWER,HYDRAULIC,19... | 540 905850136 PULLER:POWER,HYDRAULIC,19 TO 304 MM SPRE | 3 | ALLRFPs\Saudi Energy\SEC RFP-C001617296\downloaded-rfp\SEC RFP-C001617296.xls
Saudi Energy | SEC RFP-C001617296 | 905850159 | 550 905850159 PULLER:MANUAL,BEARING,60 ... | 550 905850159 PULLER:MANUAL,BEARING,60 MM CLAMPING RAN | 5 | ALLRFPs\Saudi Energy\SEC RFP-C001617296\downloaded-rfp\SEC RFP-C001617296.xls
Saudi Energy | SEC RFP-C001617296 | 905850158 | 560 905850158 PULLER:MANUAL,BEARING,STL... | 560 905850158 PULLER:MANUAL,BEARING,STL,BIS IS 9193 | 5 | ALLRFPs\Saudi Energy\SEC RFP-C001617296\downloaded-rfp\SEC RFP-C001617296.xls
Saudi Energy | SEC RFP-C001617296 | 905849887 | 570 905849887 HANDHOLE,#P80HANDHOLE | 570 905849887 HANDHOLE,#P80HANDHOLE | 5 | ALLRFPs\Saudi Energy\SEC RFP-C001617296\downloaded-rfp\SEC RFP-C001617296.xls
Saudi Energy | SEC RFP-C001618252 | 902468208 | 10 902468208 FLOWMETER,FLUID FLOW:1.45... | 10 902468208 FLOWMETER,FLUID FLOW:1.4571 33132 | 2 | ALLRFPs\Saudi Energy\SEC RFP-C001618252\downloaded-rfp\SEC RFP-C001618252.xls
Saudi Energy | SEC RFP-C001618252 | 902001102 | 20 902001102 WASHER,LOCK,STL,30MM,31 M... | 20 902001102 WASHER,LOCK,STL,30MM,31 MM ID,13 MM TH | 7 | ALLRFPs\Saudi Energy\SEC RFP-C001618252\downloaded-rfp\SEC RFP-C001618252.xls
Saudi Energy | SEC RFP-C001618252 | 902015168 | 30 902015168 WASHER,LOCK,STL,6MM,7 MM ... | 30 902015168 WASHER,LOCK,STL,6MM,7 MM ID,0.4MM TH,#NB | 20 | ALLRFPs\Saudi Energy\SEC RFP-C001618252\downloaded-rfp\SEC RFP-C001618252.xls
Saudi Energy | SEC RFP-C001618252 | 905870256 | 40 905870256 SCREW,CAP,STL,16MM DIA,2 ... | 40 905870256 SCREW,CAP,STL,16MM DIA,2 MM,65 MM LG,#HT | 16 | ALLRFPs\Saudi Energy\SEC RFP-C001618252\downloaded-rfp\SEC RFP-C001618252.xls
Saudi Energy | SEC RFP-C001618252 | 905870308 | 50 905870308 SCREW,CAP,STL,20MM DIA,2.... | 50 905870308 SCREW,CAP,STL,20MM DIA,2.5 MM,65 MM LG | 16 | ALLRFPs\Saudi Energy\SEC RFP-C001618252\downloaded-rfp\SEC RFP-C001618252.xls
Saudi Energy | SEC RFP-C001618252 | 902020834 | 60 902020834 NOZZLE,FUEL INJECTOR, GAS... | 60 902020834 NOZZLE,FUEL INJECTOR, GAS TURBINE,16 MM | 6 | ALLRFPs\Saudi Energy\SEC RFP-C001618252\downloaded-rfp\SEC RFP-C001618252.xls
Saudi Energy | SEC RFP-C001618252 | 902504082 | 70 902504082 STRIP,LOCK, GOVERNOR, GAS... | 70 902504082 STRIP,LOCK, GOVERNOR, GAS TURBINE GENERA | 39 | ALLRFPs\Saudi Energy\SEC RFP-C001618252\downloaded-rfp\SEC RFP-C001618252.xls
Saudi Energy | SEC RFP-C001618252 | 902001221 | 80 902001221 PIN,DOWEL,COMPRESSOR DIFF... | 80 902001221 PIN,DOWEL,COMPRESSOR DIFFUSER,GAS TURBIN | 24 | ALLRFPs\Saudi Energy\SEC RFP-C001618252\downloaded-rfp\SEC RFP-C001618252.xls
Saudi Energy | SEC RFP-C001618252 | 902020778 | 90 902020778 PIN,DOWEL,HOT GAS INNER C... | 90 902020778 PIN,DOWEL,HOT GAS INNER CASING,GAS TURBI | 24 | ALLRFPs\Saudi Energy\SEC RFP-C001618252\downloaded-rfp\SEC RFP-C001618252.xls
Saudi Energy | SEC RFP-C001618252 | 902502473 | 100 902502473 BUSHING,BLADE TIP SEALING... | 100 902502473 BUSHING,BLADE TIP SEALING SEGMENT,GAS TU | 40 | ALLRFPs\Saudi Energy\SEC RFP-C001618252\downloaded-rfp\SEC RFP-C001618252.xls
Saudi Energy | SEC RFP-C001618252 | 905869998 | 110 905869998 ROD,WELDING,ARC,3.25 MM D... | 110 905869998 ROD,WELDING,ARC,3.25 MM DIA X 350 MM LG, | 22 | ALLRFPs\Saudi Energy\SEC RFP-C001618252\downloaded-rfp\SEC RFP-C001618252.xls
Saudi Energy | SEC RFP-C001618252 | 905926468 | 120 905926468 PIECE,BULK NOUN: | 120 905926468 PIECE,BULK NOUN: | 12 | ALLRFPs\Saudi Energy\SEC RFP-C001618252\downloaded-rfp\SEC RFP-C001618252.xls
Saudi Energy | SEC RFP-C001618252 | 905926379 | 130 905926379 PLATE,BULK NOUN: | 130 905926379 PLATE,BULK NOUN: | 40 | ALLRFPs\Saudi Energy\SEC RFP-C001618252\downloaded-rfp\SEC RFP-C001618252.xls
Saudi Energy | SEC RFP-C001618252 | 905926382 | 140 905926382 PLATE,BULK NOUN: | 140 905926382 PLATE,BULK NOUN: | 40 | ALLRFPs\Saudi Energy\SEC RFP-C001618252\downloaded-rfp\SEC RFP-C001618252.xls
Saudi Energy | SEC RFP-C001618252 | 905926441 | 150 905926441 PLATE,BULK NOUN: | 150 905926441 PLATE,BULK NOUN: | 27 | ALLRFPs\Saudi Energy\SEC RFP-C001618252\downloaded-rfp\SEC RFP-C001618252.xls
Saudi Energy | SEC RFP-C001618252 | 905868060 | 160 905868060 RING,SUPPORT,433 MM ID X ... | 160 905868060 RING,SUPPORT,433 MM ID X 495 MM OD X 150 | 2 | ALLRFPs\Saudi Energy\SEC RFP-C001618252\downloaded-rfp\SEC RFP-C001618252.xls
Saudi Energy | SEC RFP-C001618252 | 905869203 | 170 905869203 RING,OIL SCRAPER,40 MM ID... | 170 905869203 RING,OIL SCRAPER,40 MM ID X 56 MM OD X 7 | 4 | ALLRFPs\Saudi Energy\SEC RFP-C001618252\downloaded-rfp\SEC RFP-C001618252.xls
Saudi Energy | SEC RFP-C001618252 | 905870239 | 180 905870239 RING,WEAR,PUMP,122 MM ID ... | 180 905870239 RING,WEAR,PUMP,122 MM ID X 135 MM OD X 1 | 2 | ALLRFPs\Saudi Energy\SEC RFP-C001618252\downloaded-rfp\SEC RFP-C001618252.xls
Saudi Energy | SEC RFP-C001618252 | 905920622 | 190 905920622 ring,BULK NOUN: | 190 905920622 ring,BULK NOUN: | 1 | ALLRFPs\Saudi Energy\SEC RFP-C001618252\downloaded-rfp\SEC RFP-C001618252.xls
Saudi Energy | SEC RFP-C001618252 | 902000890 | 200 902000890 PIN,CYLINDER,ROTATING AND... | 200 902000890 PIN,CYLINDER,ROTATING AND GUIDE BLADING, | 1 | ALLRFPs\Saudi Energy\SEC RFP-C001618252\downloaded-rfp\SEC RFP-C001618252.xls
Saudi Energy | SEC RFP-C001618252 | 905898552 | 210 905898552 PIN,CYLINDER,HOT GAS CASI... | 210 905898552 PIN,CYLINDER,HOT GAS CASING,GAS TURBINE, | 12 | ALLRFPs\Saudi Energy\SEC RFP-C001618252\downloaded-rfp\SEC RFP-C001618252.xls
Saudi Energy | SEC RFP-C001618252 | 905942675 | 220 905942675 PIPE:METALLIC,(36.5 MM X ... | 220 905942675 PIPE:METALLIC,(36.5 MM X 42.5 MM) ID X ( | 2 | ALLRFPs\Saudi Energy\SEC RFP-C001618252\downloaded-rfp\SEC RFP-C001618252.xls
Saudi Energy | SEC RFP-C001618252 | 901016603 | 230 901016603 BRACKET,SAFETY, HOT GAS C... | 230 901016603 BRACKET,SAFETY, HOT GAS CASING,(35 MM WD | 20 | ALLRFPs\Saudi Energy\SEC RFP-C001618252\downloaded-rfp\SEC RFP-C001618252.xls
Saudi Energy | SEC RFP-C001618252 | 905868300 | 240 905868300 CLIP,SECURING,8.5 MM ID X... | 240 905868300 CLIP,SECURING,8.5 MM ID X 14 MM WD X 24 | 59 | ALLRFPs\Saudi Energy\SEC RFP-C001618252\downloaded-rfp\SEC RFP-C001618252.xls
Saudi Energy | SEC RFP-C001618252 | 905870330 | 250 905870330 STUD,DBL ENDED,24MM DIA-B... | 250 905870330 STUD,DBL ENDED,24MM DIA-B,3 MM THD-A,#TG | 60 | ALLRFPs\Saudi Energy\SEC RFP-C001618252\downloaded-rfp\SEC RFP-C001618252.xls
Saudi Energy | SEC RFP-C001618252 | 905869991 | 260 905869991 KIT,TURBINE ROTOR ROW 4,G... | 260 905869991 KIT,TURBINE ROTOR ROW 4,GAS TURBINE 9D1, | 2 | ALLRFPs\Saudi Energy\SEC RFP-C001618252\downloaded-rfp\SEC RFP-C001618252.xls
Saudi Energy | SEC RFP-C001618252 | 901107314 | 270 901107314 FAN:AXIAL FLOW,204 MM HT ... | 270 901107314 FAN:AXIAL FLOW,204 MM HT X 204 MM WD X 9 | 4 | ALLRFPs\Saudi Energy\SEC RFP-C001618252\downloaded-rfp\SEC RFP-C001618252.xls
Saudi Energy | SEC RFP-C001618252 | 902017470 | 280 902017470 DETECTOR,FLAME,24 VDC,IEC | 280 902017470 DETECTOR,FLAME,24 VDC,IEC | 4 | ALLRFPs\Saudi Energy\SEC RFP-C001618252\downloaded-rfp\SEC RFP-C001618252.xls
Saudi Energy | SEC RFP-C001618252 | 905840002 | 290 905840002 SPOOL,CENTER,STL,#834422 | 290 905840002 SPOOL,CENTER,STL,#834422 | 4 | ALLRFPs\Saudi Energy\SEC RFP-C001618252\downloaded-rfp\SEC RFP-C001618252.xls
Saudi Energy | SEC RFP-C001618252 | 905840017 | 300 905840017 COUPLING,SHAFT,STL,55 MM ... | 300 905840017 COUPLING,SHAFT,STL,55 MM - 32 MM BORE,#5 | 6 | ALLRFPs\Saudi Energy\SEC RFP-C001618252\downloaded-rfp\SEC RFP-C001618252.xls
Saudi Energy | SEC RFP-C001618252 | 902501631 | 310 902501631 TWINE:BINDING,13 MM DIA X... | 310 902501631 TWINE:BINDING,13 MM DIA X 20 M LG,MINERA | 1 | ALLRFPs\Saudi Energy\SEC RFP-C001618252\downloaded-rfp\SEC RFP-C001618252.xls
Saudi Energy | SEC RFP-C001618252 | 905868303 | 320 905868303 BUSHING,GUIDE, GAS TURBIN... | 320 905868303 BUSHING,GUIDE, GAS TURBINE,(30 MM X 53 M | 4 | ALLRFPs\Saudi Energy\SEC RFP-C001618252\downloaded-rfp\SEC RFP-C001618252.xls
Saudi Energy | SEC RFP-C001618252 | 901327532 | 330 901327532 PUMP,CNTRFGL,30 CUM/H,940... | 330 901327532 PUMP,CNTRFGL,30 CUM/H,940 M HD | 1 | ALLRFPs\Saudi Energy\SEC RFP-C001618252\downloaded-rfp\SEC RFP-C001618252.xls
Saudi Energy | SEC RFP-C001618252 | 905870050 | 340 905870050 BREAKER,CRCT,AIR,0.69 KV ... | 340 905870050 BREAKER,CRCT,AIR,0.69 KV KV,ABS P,2000 A | 2 | ALLRFPs\Saudi Energy\SEC RFP-C001618252\downloaded-rfp\SEC RFP-C001618252.xls
Saudi Energy | SEC RFP-C001618299 | 909111108 | 10 909111108 CONN,COMM,LEAD SET,MALE S... | 10 909111108 CONN,COMM,LEAD SET,MALE SOCKET END POS | 6 | ALLRFPs\Saudi Energy\SEC RFP-C001618299\downloaded-rfp\SEC RFP-C001618299.xls
Saudi Energy | SEC RFP-C001618299 | 901303491 | 20 901303491 WIRE:THERMOCOUPLE,16 AWG,... | 20 901303491 WIRE:THERMOCOUPLE,16 AWG,15 M LG,INSULAT | 1 | ALLRFPs\Saudi Energy\SEC RFP-C001618299\downloaded-rfp\SEC RFP-C001618299.xls
Saudi Energy | SEC RFP-C001620021 | 908113009 | 10 908113009 CABLE,PWR,36KV,CU,1C,50/1... | 10 908113009 CABLE,PWR,36KV,CU,1C,50/16MM2,XPLE,UARM | 123,000 | ALLRFPs\Saudi Energy\SEC RFP-C001620021\downloaded-rfp\SEC RFP-C001620021.xls
Saudi Energy | SEC RFP-C001620021 | 908111010 | 20 908111010 CABLE,CNTRL,750V,CU,12COR... | 20 908111010 CABLE,CNTRL,750V,CU,12CORE,2.5SQMM,PVC | 32,000 | ALLRFPs\Saudi Energy\SEC RFP-C001620021\downloaded-rfp\SEC RFP-C001620021.xls
Saudi Energy | SEC RFP-C001620021 | 908113005 | 30 908113005 CABLE,PWR,15KV,CU,1C,50/1... | 30 908113005 CABLE,PWR,15KV,CU,1C,50/16MM2,XLPLE,UARM | 282,500 | ALLRFPs\Saudi Energy\SEC RFP-C001620021\downloaded-rfp\SEC RFP-C001620021.xls
Saudi Energy | SEC RFP-C001620021 | 908111102 | 40 908111102 COND,BR,CU,70SQMM,19STR,S... | 40 908111102 COND,BR,CU,70SQMM,19STR,SOFT DRWN | 790,000 | ALLRFPs\Saudi Energy\SEC RFP-C001620021\downloaded-rfp\SEC RFP-C001620021.xls
Saudi Energy | SEC RFP-C001620021 | 908111014 | 50 908111014 CABLE,PWR,1KV,AL,1C,800/2... | 50 908111014 CABLE,PWR,1KV,AL,1C,800/2.6MM2,XPLE,PVC- | 300,000 | ALLRFPs\Saudi Energy\SEC RFP-C001620021\downloaded-rfp\SEC RFP-C001620021.xls
Saudi Energy | SEC RFP-C001620021 | 908111101 | 60 908111101 COND,BR,CU,35SQMM,7STR,SO... | 60 908111101 COND,BR,CU,35SQMM,7STR,SOFT DRWN | 1,000,000 | ALLRFPs\Saudi Energy\SEC RFP-C001620021\downloaded-rfp\SEC RFP-C001620021.xls
Saudi Energy | SEC RFP-C001620021 | 908111011 | 70 908111011 CABLE,CNTRL,750V,CU,2CORE... | 70 908111011 CABLE,CNTRL,750V,CU,2CORE,2.5SQMM,PVC | 90,000 | ALLRFPs\Saudi Energy\SEC RFP-C001620021\downloaded-rfp\SEC RFP-C001620021.xls
Saudi Energy | SEC RFP-C001620021 | 908111003 | 80 908111003 CABLE,PWR,600V/1KV,CU,1C,... | 80 908111003 CABLE,PWR,600V/1KV,CU,1C,185MM2,XLPE | 110,000 | ALLRFPs\Saudi Energy\SEC RFP-C001620021\downloaded-rfp\SEC RFP-C001620021.xls
Saudi Energy | SEC RFP-C001620021 | 908111002 | 90 908111002 CABLE,PWR,600V/1KV,CU,1C,... | 90 908111002 CABLE,PWR,600V/1KV,CU,1C,120MM2,XLPE | 180,000 | ALLRFPs\Saudi Energy\SEC RFP-C001620021\downloaded-rfp\SEC RFP-C001620021.xls
Saudi Energy | SEC RFP-C001620021 | 908113006 | 100 908113006 CABLE,PWR,36KV,CU,1C,500/... | 100 908113006 CABLE,PWR,36KV,CU,1C,500/35MM2,XPLE,UARM | 129,000 | ALLRFPs\Saudi Energy\SEC RFP-C001620021\downloaded-rfp\SEC RFP-C001620021.xls
Saudi Energy | SEC RFP-C001620021 | 908111007 | 110 908111007 CABLE,PWR,600V/1KV,AL,4C,... | 110 908111007 CABLE,PWR,600V/1KV,AL,4C,300MM2,XLPE | 11,500,000 | ALLRFPs\Saudi Energy\SEC RFP-C001620021\downloaded-rfp\SEC RFP-C001620021.xls
Saudi Energy | SEC RFP-C001620021 | 908111006 | 120 908111006 CABLE,PWR,600V/1KV,AL,4C,... | 120 908111006 CABLE,PWR,600V/1KV,AL,4C,185MM2,XLPE,UN | 4,000,000 | ALLRFPs\Saudi Energy\SEC RFP-C001620021\downloaded-rfp\SEC RFP-C001620021.xls
Saudi Energy | SEC RFP-C001620021 | 908111005 | 130 908111005 CABLE,PWR,600V/1KV,AL,4C,... | 130 908111005 CABLE,PWR,600V/1KV,AL,4C,70MM2,XLPE | 5,500,000 | ALLRFPs\Saudi Energy\SEC RFP-C001620021\downloaded-rfp\SEC RFP-C001620021.xls
Saudi Energy | SEC RFP-C001620021 | 908101002 | 140 908101002 COND,BR,ACSR,MERLIN(336.4... | 140 908101002 COND,BR,ACSR,MERLIN(336.4MCM)18AL,170MM2 | 28,857,500 | ALLRFPs\Saudi Energy\SEC RFP-C001620021\downloaded-rfp\SEC RFP-C001620021.xls
Saudi Energy | SEC RFP-C001620021 | 908111001 | 150 908111001 CABLE,PWR,600V/1KV,CU,1C,... | 150 908111001 CABLE,PWR,600V/1KV,CU,1C,35MM2,XLPE | 330,000 | ALLRFPs\Saudi Energy\SEC RFP-C001620021\downloaded-rfp\SEC RFP-C001620021.xls
Saudi Energy | SEC RFP-C001620021 | 908113007 | 160 908113007 CABLE,PWR,36KV,CU,3C,240/... | 160 908113007 CABLE,PWR,36KV,CU,3C,240/35MM2,XPLE,ARM | 625,000 | ALLRFPs\Saudi Energy\SEC RFP-C001620021\downloaded-rfp\SEC RFP-C001620021.xls
Saudi Energy | SEC RFP-C001620021 | 908101001 | 170 908101001 COND,BR,ACSR,QUAIL (2/0 A... | 170 908101001 COND,BR,ACSR,QUAIL (2/0 AWG),6AL,1ALWLD | 15,830,500 | ALLRFPs\Saudi Energy\SEC RFP-C001620021\downloaded-rfp\SEC RFP-C001620021.xls
Saudi Energy | SEC RFP-C001620021 | 908112050 | 180 908112050 CABLE,PWR,600V/1KV,QUADRU... | 180 908112050 CABLE,PWR,600V/1KV,QUADRUPLEX,3X50+1X50 | 995,000 | ALLRFPs\Saudi Energy\SEC RFP-C001620021\downloaded-rfp\SEC RFP-C001620021.xls
Saudi Energy | SEC RFP-C001620021 | 908113004 | 190 908113004 CABLE,ELEC,AL,XLPE,70SQMM... | 190 908113004 CABLE,ELEC,AL,XLPE,70SQMM,3C | 381,000 | ALLRFPs\Saudi Energy\SEC RFP-C001620021\downloaded-rfp\SEC RFP-C001620021.xls
Saudi Energy | SEC RFP-C001620021 | 908112120 | 200 908112120 CABLE,PWR,600V/1KV,QUADRU... | 200 908112120 CABLE,PWR,600V/1KV,QUADRUPLEX,3X120MM2 | 6,140,500 | ALLRFPs\Saudi Energy\SEC RFP-C001620021\downloaded-rfp\SEC RFP-C001620021.xls
Saudi Energy | SEC RFP-C001620076 | 903302303 | 10 903302303 METER,ESERV,PANEL MOUNT,5... | 10 903302303 METER,ESERV,PANEL MOUNT,500V,120 A,3 P | 2 | ALLRFPs\Saudi Energy\SEC RFP-C001620076\downloaded-rfp\SEC RFP-C001620076.xls
Saudi Energy | SEC RFP-C001620701 - 6001620701 | 904206642 | 10 904206642 CABLE,ELEC,CU,XLPE,300SQM... | 10 904206642 CABLE,ELEC,CU,XLPE,300SQMM,1,#HC1LU01BSE | 500 | ALLRFPs\Saudi Energy\SEC RFP-C001620701 - 6001620701\downloaded-rfp\SEC RFP-C001620701 - 6001620701.xls
Saudi Energy | SEC RFP-C001620701 - 6001620701 | 904201219 | 20 904201219 CABLE,ELEC,CU,XLPE,500/50... | 20 904201219 CABLE,ELEC,CU,XLPE,500/500 SQMM,#WE22376 | 500 | ALLRFPs\Saudi Energy\SEC RFP-C001620701 - 6001620701\downloaded-rfp\SEC RFP-C001620701 - 6001620701.xls
Saudi Energy | SEC RFP-C001621302 | 902008506 | 10 902008506 PROBE,PROXIMITY,8 MM DIA ... | 10 902008506 PROBE,PROXIMITY,8 MM DIA TIP,34 MM CSLG | 2 | ALLRFPs\Saudi Energy\SEC RFP-C001621302\downloaded-rfp\SEC RFP-C001621302.xls
Saudi Energy | SEC RFP-C001621302 | 905902407 | 20 905902407 CABLE:IGNITION,14 MM DIA ... | 20 905902407 CABLE:IGNITION,14 MM DIA X 800 MM LG,25 | 2 | ALLRFPs\Saudi Energy\SEC RFP-C001621302\downloaded-rfp\SEC RFP-C001621302.xls
Saudi Energy | SEC RFP-C001621302 | 901402215 | 30 901402215 HEATER,IMMERSION,480V,220... | 30 901402215 HEATER,IMMERSION,480V,2200 K,2647 A,#314 | 1 | ALLRFPs\Saudi Energy\SEC RFP-C001621302\downloaded-rfp\SEC RFP-C001621302.xls
Saudi Energy | SEC RFP-C001621302 | 901400134 | 40 901400134 HEATER,IMMERSION,480 VAC ... | 40 901400134 HEATER,IMMERSION,480 VAC 3 PH,1400000,#S | 1 | ALLRFPs\Saudi Energy\SEC RFP-C001621302\downloaded-rfp\SEC RFP-C001621302.xls
Saudi Energy | SEC RFP-C001621302 | 901400369 | 50 901400369 BREAKER,CRCT,VAC,17.5KV K... | 50 901400369 BREAKER,CRCT,VAC,17.5KV KV,3 P,4KA,#6367 | 1 | ALLRFPs\Saudi Energy\SEC RFP-C001621302\downloaded-rfp\SEC RFP-C001621302.xls
Saudi Energy | SEC RFP-C001623944 | 901224649 | 10 901224649 SPRTR:BULK NOUN,CONN:BOLT... | 10 901224649 SPRTR:BULK NOUN,CONN:BOLTED,,MATL:CS (CO | 1 | ALLRFPs\Saudi Energy\SEC RFP-C001623944\downloaded-rfp\SEC RFP-C001623944.xls
Saudi Energy | SEC RFP-C001623944 | 901106833 | 20 901106833 KIT,AIR COMPRESSOR DRIVE ... | 20 901106833 KIT,AIR COMPRESSOR DRIVE SHAFT BEARING K | 1 | ALLRFPs\Saudi Energy\SEC RFP-C001623944\downloaded-rfp\SEC RFP-C001623944.xls
Saudi Energy | SEC RFP-C001623944 | 901224409 | 30 901224409 EL:PIPE,BRASS,ISO 7-R:,DN... | 30 901224409 EL:PIPE,BRASS,ISO 7-R:,DN 8 X DN 1/4,90 | 2 | ALLRFPs\Saudi Energy\SEC RFP-C001623944\downloaded-rfp\SEC RFP-C001623944.xls
Saudi Energy | SEC RFP-C001623944 | 901224433 | 40 901224433 EL:PIPE,BRASS,ISO 7-R:,22... | 40 901224433 EL:PIPE,BRASS,ISO 7-R:,22 MM X 3/4 MM,90 | 2 | ALLRFPs\Saudi Energy\SEC RFP-C001623944\downloaded-rfp\SEC RFP-C001623944.xls
Saudi Energy | SEC RFP-C001623944 | 901224666 | 50 901224666 HOSE:MTLC | 50 901224666 HOSE:MTLC | 1 | ALLRFPs\Saudi Energy\SEC RFP-C001623944\downloaded-rfp\SEC RFP-C001623944.xls
Saudi Energy | SEC RFP-C001623944 | 901224423 | 60 901224423 PD:BULK NOUN,CLR:BLACK,,M... | 60 901224423 PD:BULK NOUN,CLR:BLACK,,MATL:RUBBER,PARE | 4 | ALLRFPs\Saudi Energy\SEC RFP-C001623944\downloaded-rfp\SEC RFP-C001623944.xls
Saudi Energy | SEC RFP-C001623944 | 901224983 | 70 901224983 ASSY:BULK NOUN | 70 901224983 ASSY:BULK NOUN | 4 | ALLRFPs\Saudi Energy\SEC RFP-C001623944\downloaded-rfp\SEC RFP-C001623944.xls
Saudi Energy | SEC RFP-C001623944 | 905689844 | 80 905689844 NUT,HEX,ASTL,56 MM DIA,3.... | 80 905689844 NUT,HEX,ASTL,56 MM DIA,3.0,#427912029 | 40 | ALLRFPs\Saudi Energy\SEC RFP-C001623944\downloaded-rfp\SEC RFP-C001623944.xls
Saudi Energy | SEC RFP-C001623944 | 905689859 | 90 905689859 PAD,THRUST,PUMP,FULL SIZE... | 90 905689859 PAD,THRUST,PUMP,FULL SIZE,AISI 431,ANSI | 6 | ALLRFPs\Saudi Energy\SEC RFP-C001623944\downloaded-rfp\SEC RFP-C001623944.xls
Saudi Energy | SEC RFP-C001623944 | 901119734 | 100 901119734 BOARD,PC,#0P2438 | 100 901119734 BOARD,PC,#0P2438 | 3 | ALLRFPs\Saudi Energy\SEC RFP-C001623944\downloaded-rfp\SEC RFP-C001623944.xls
Saudi Energy | SEC RFP-C001623966 - 6001623966 | 903400341 | 10 903400341 WIRE:GROUNDING,COPPER CLA... | 10 903400341 WIRE:GROUNDING,COPPER CLAD STEEL,14.3, 1 | 2,000 | ALLRFPs\Saudi Energy\SEC RFP-C001623966 - 6001623966\downloaded-rfp\SEC RFP-C001623966 - 6001623966.xls
Saudi Energy | SEC RFP-C001624773 | 905839538 | 10 905839538 LEVER,FUEL INJECTION PUMP... | 10 905839538 LEVER,FUEL INJECTION PUMP,1-7/8 IN WD X | 1 | ALLRFPs\Saudi Energy\SEC RFP-C001624773\downloaded-rfp\SEC RFP-C001624773.xls
Saudi Energy | SEC RFP-C001624773 | 901477478 | 20 901477478 GEARBOX:WORM,52:1 GEAR RA... | 20 901477478 GEARBOX:WORM,52:1 GEAR RATIO,FLANGE MOUN | 1 | ALLRFPs\Saudi Energy\SEC RFP-C001624773\downloaded-rfp\SEC RFP-C001624773.xls
Saudi Energy | SEC RFP-C001624773 | 901402994 | 30 901402994 PUMP,CNTRFGL,93 CU M/H,1 ... | 30 901402994 PUMP,CNTRFGL,93 CU M/H,1 STG,66 M HD,#50 | 1 | ALLRFPs\Saudi Energy\SEC RFP-C001624773\downloaded-rfp\SEC RFP-C001624773.xls
Saudi Energy | SEC RFP-C001624773 | 902466523 | 40 902466523 SUPPORT,BULK NOUN:BOLTED ... | 40 902466523 SUPPORT,BULK NOUN:BOLTED , ROUND BAR,COP | 25 | ALLRFPs\Saudi Energy\SEC RFP-C001624773\downloaded-rfp\SEC RFP-C001624773.xls
Saudi Energy | SEC RFP-C001625211 | 904206758 | 10 904206758 CABLE,ELEC,CU,XLPE,16SQMM... | 10 904206758 CABLE,ELEC,CU,XLPE,16SQMM,4C,#ENH409A114 | 10,000 | ALLRFPs\Saudi Energy\SEC RFP-C001625211\downloaded-rfp\SEC RFP-C001625211.xls
Saudi Energy | SEC RFP-C001625253 | 902468049 | 10 902468049 ROD,BULK NOUN:STL,GENERAT... | 10 902468049 ROD,BULK NOUN:STL,GENERATOR / ROD,2 MM D | 4 | ALLRFPs\Saudi Energy\SEC RFP-C001625253\downloaded-rfp\SEC RFP-C001625253.xls
Saudi Energy | SEC RFP-C001625253 | 902207594 | 20 902207594 ASSEMBLY,BOILER BURNER OI... | 20 902207594 ASSEMBLY,BOILER BURNER OIL GUN,FLEXIBLE | 3 | ALLRFPs\Saudi Energy\SEC RFP-C001625253\downloaded-rfp\SEC RFP-C001625253.xls
Saudi Energy | SEC RFP-C001625253 | 901499219 | 30 901499219 PIN,IP TURBINE STOP VALVE... | 30 901499219 PIN,IP TURBINE STOP VALVE, CYLINDRICAL P | 5 | ALLRFPs\Saudi Energy\SEC RFP-C001625253\downloaded-rfp\SEC RFP-C001625253.xls
Saudi Energy | SEC RFP-C001625253 | 909202404 | 40 909202404 SCREEN:FILTERING,340 MM D... | 40 909202404 SCREEN:FILTERING,340 MM DIA X 606 MM LG, | 2 | ALLRFPs\Saudi Energy\SEC RFP-C001625253\downloaded-rfp\SEC RFP-C001625253.xls
Saudi Energy | SEC RFP-C001625275 - 6001625275 | 905755096 | 10 905755096 WIRE:GROUNDING,CU,4/0 AWG... | 10 905755096 WIRE:GROUNDING,CU,4/0 AWG,2107,ASTM F855 | 300 | ALLRFPs\Saudi Energy\SEC RFP-C001625275 - 6001625275\downloaded-rfp\SEC RFP-C001625275 - 6001625275.xls
Saudi Energy | SEC RFP-C001625276 - 6001625276 | 905780061 | 10 905780061 CABLE,ELEC,CU,XLPE,1000SQ... | 10 905780061 CABLE,ELEC,CU,XLPE,1000SQMM,1,YELOW | 1,000 | ALLRFPs\Saudi Energy\SEC RFP-C001625276 - 6001625276\downloaded-rfp\SEC RFP-C001625276 - 6001625276.xls
Saudi Energy | SEC RFP-C001625825 | 901224670 | 10 901224670 RING:BULK NOUN | 10 901224670 RING:BULK NOUN | 1 | ALLRFPs\Saudi Energy\SEC RFP-C001625825\downloaded-rfp\SEC RFP-C001625825.xls
Saudi Energy | SEC RFP-C001625825 | 902501362 | 20 902501362 PLATE,CENTRIFUGAL SEPARAT... | 20 902501362 PLATE,CENTRIFUGAL SEPARATOR,85 MM ID X 2 | 15 | ALLRFPs\Saudi Energy\SEC RFP-C001625825\downloaded-rfp\SEC RFP-C001625825.xls
Saudi Energy | SEC RFP-C001625825 | 902019186 | 30 902019186 PLATE,COMBUSTION CHAMBER,... | 30 902019186 PLATE,COMBUSTION CHAMBER,GAS TURBINE,300 | 40 | ALLRFPs\Saudi Energy\SEC RFP-C001625825\downloaded-rfp\SEC RFP-C001625825.xls
Saudi Energy | SEC RFP-C001625825 | 901112424 | 40 901112424 CABLE:IGNITION,0.25 MM,PF... | 40 901112424 CABLE:IGNITION,0.25 MM,PFA AND GLASS FIB | 40 | ALLRFPs\Saudi Energy\SEC RFP-C001625825\downloaded-rfp\SEC RFP-C001625825.xls
Saudi Energy | SEC RFP-C001625825 | 900206157 | 50 900206157 CONN,ELEC,EL,FIELDATTACHA... | 50 900206157 CONN,ELEC,EL,FIELDATTACHABLE CONNECTORS | 100 | ALLRFPs\Saudi Energy\SEC RFP-C001625825\downloaded-rfp\SEC RFP-C001625825.xls
Saudi Energy | SEC RFP-C001625825 | 901225002 | 60 901225002 ROD:BULK NOUN | 60 901225002 ROD:BULK NOUN | 1 | ALLRFPs\Saudi Energy\SEC RFP-C001625825\downloaded-rfp\SEC RFP-C001625825.xls
Saudi Energy | SEC RFP-C001625826 | 905901065 | 10 905901065 FIN,FURNACE SIDE FIN WELD... | 10 905901065 FIN,FURNACE SIDE FIN WELDED PANELS,CSTL | 200 | ALLRFPs\Saudi Energy\SEC RFP-C001625826\downloaded-rfp\SEC RFP-C001625826.xls
Saudi Energy | SEC RFP-C001625826 | 905650772 | 20 905650772 BREAKER,CRCT,MC,500V,4 PO... | 20 905650772 BREAKER,CRCT,MC,500V,4 POLE,100A,#D71115 | 1 | ALLRFPs\Saudi Energy\SEC RFP-C001625826\downloaded-rfp\SEC RFP-C001625826.xls
Saudi Energy | SEC RFP-C001625826 | 905674434 | 30 905674434 BREAKER,CRCT,MC,690 VAC,A... | 30 905674434 BREAKER,CRCT,MC,690 VAC,ABS POLE,5 KA,#L | 1 | ALLRFPs\Saudi Energy\SEC RFP-C001625826\downloaded-rfp\SEC RFP-C001625826.xls
Saudi Energy | SEC RFP-C001625826 | 905686738 | 40 905686738 SCREW,SET,STL,8 MM DIA,3 ... | 40 905686738 SCREW,SET,STL,8 MM DIA,3 MM,16MM LG,#CA0 | 2 | ALLRFPs\Saudi Energy\SEC RFP-C001625826\downloaded-rfp\SEC RFP-C001625826.xls
Saudi Energy | SEC RFP-C001625826 | 902503008 | 50 902503008 CONTACTOR,MTR,1000 VAC LV... | 50 902503008 CONTACTOR,MTR,1000 VAC LV,65,3 POLE,#A30 | 3 | ALLRFPs\Saudi Energy\SEC RFP-C001625826\downloaded-rfp\SEC RFP-C001625826.xls
Saudi Energy | SEC RFP-C001625826 | 905649284 | 60 905649284 GASKET,AIR COMPRESSOR,SUC... | 60 905649284 GASKET,AIR COMPRESSOR,SUCTION VALVE OF C | 1 | ALLRFPs\Saudi Energy\SEC RFP-C001625826\downloaded-rfp\SEC RFP-C001625826.xls
Saudi Energy | SEC RFP-C001625826 | 905647749 | 70 905647749 BREAKER,CRCT,MTR,#1SAM160... | 70 905647749 BREAKER,CRCT,MTR,#1SAM160000R1014HK11 | 1 | ALLRFPs\Saudi Energy\SEC RFP-C001625826\downloaded-rfp\SEC RFP-C001625826.xls
Saudi Energy | SEC RFP-C001625826 | 905674347 | 80 905674347 BREAKER,CRCT,AIR,0.69 KV ... | 80 905674347 BREAKER,CRCT,AIR,0.69 KV AC KV,ABS P,#LA | 1 | ALLRFPs\Saudi Energy\SEC RFP-C001625826\downloaded-rfp\SEC RFP-C001625826.xls
Saudi Energy | SEC RFP-C001625826 | 905686217 | 90 905686217 SHAFT,TOP,1.99 X 1.00 LH ... | 90 905686217 SHAFT,TOP,1.99 X 1.00 LH X 52.5 F/1WNA,S | 2 | ALLRFPs\Saudi Energy\SEC RFP-C001625826\downloaded-rfp\SEC RFP-C001625826.xls
Saudi Energy | SEC RFP-C001625826 | 902019226 | 100 902019226 CABLE,FBROPT,#PB000026391... | 100 902019226 CABLE,FBROPT,#PB0000263910 | 16 | ALLRFPs\Saudi Energy\SEC RFP-C001625826\downloaded-rfp\SEC RFP-C001625826.xls
Saudi Energy | SEC RFP-C001625826 | 000026391 | 100 902019226 CABLE,FBROPT,#PB000026391... | 100 902019226 CABLE,FBROPT,#PB0000263910 | 16 | ALLRFPs\Saudi Energy\SEC RFP-C001625826\downloaded-rfp\SEC RFP-C001625826.xls
Saudi Energy | SEC RFP-C001625827 | 901212633 | 10 901212633 CABLE:IGNITION,10 M LG,RB... | 10 901212633 CABLE:IGNITION,10 M LG,RBR BRAIDED STL,S | 5 | ALLRFPs\Saudi Energy\SEC RFP-C001625827\downloaded-rfp\SEC RFP-C001625827.xls
Saudi Energy | SEC RFP-C001626976 | 906010621 | 10 906010621 GRIP,CABLE/WIRE,GALV FSTL... | 10 906010621 GRIP,CABLE/WIRE,GALV FSTL,#162816 | 40 | ALLRFPs\Saudi Energy\SEC RFP-C001626976\downloaded-rfp\SEC RFP-C001626976.xls
Saudi Energy | SEC RFP-C001627004 | 905901562 | 10 905901562 WIRE:THERMOCOUPLE,17.4 MM... | 10 905901562 WIRE:THERMOCOUPLE,17.4 MM DIA,10 M LG,SS | 20 | ALLRFPs\Saudi Energy\SEC RFP-C001627004\downloaded-rfp\SEC RFP-C001627004.xls
Saudi Energy | SEC RFP-C001627072 | 905625373 | 10 905625373 JOINT,EXP,RUBBER EDIFLEX ... | 10 905625373 JOINT,EXP,RUBBER EDIFLEX H-ST,DN800,#A10 | 3 | ALLRFPs\Saudi Energy\SEC RFP-C001627072\downloaded-rfp\SEC RFP-C001627072.xls
Saudi Energy | SEC RFP-C001627072 | 905634290 | 20 905634290 COUPLING,PIPE,STL,ASME/AN... | 20 905634290 COUPLING,PIPE,STL,ASME/ANSI B16,4IN,#4IN | 10 | ALLRFPs\Saudi Energy\SEC RFP-C001627072\downloaded-rfp\SEC RFP-C001627072.xls
Saudi Energy | SEC RFP-C001627072 | 909411665 | 30 909411665 WIRE:THERMOCOUPLE,18 AWG,... | 30 909411665 WIRE:THERMOCOUPLE,18 AWG,10 METERS LG,CU | 4 | ALLRFPs\Saudi Energy\SEC RFP-C001627072\downloaded-rfp\SEC RFP-C001627072.xls
Saudi Energy | SEC RFP-C001627823 | 901321674 | 10 901321674 KIT,HYDRAULIC CYLINDER,DI... | 10 901321674 KIT,HYDRAULIC CYLINDER,DIVERTER DAMPER,R | 1 | ALLRFPs\Saudi Energy\SEC RFP-C001627823\downloaded-rfp\SEC RFP-C001627823.xls
Saudi Energy | SEC RFP-C001627823 | 901322018 | 20 901322018 GAUGE,DIFF PRESS,0 TO 1 B... | 20 901322018 GAUGE,DIFF PRESS,0 TO 1 BAR,160 MM DIAL | 4 | ALLRFPs\Saudi Energy\SEC RFP-C001627823\downloaded-rfp\SEC RFP-C001627823.xls
Saudi Energy | SEC RFP-C001627823 | 901303275 | 30 901303275 KIT,INTAKE AREA,VFD PANEL | 30 901303275 KIT,INTAKE AREA,VFD PANEL | 2 | ALLRFPs\Saudi Energy\SEC RFP-C001627823\downloaded-rfp\SEC RFP-C001627823.xls
Saudi Energy | SEC RFP-C001627823 | 901321387 | 40 901321387 SUPPORT,GT-GENERATOR/BRUS... | 40 901321387 SUPPORT,GT-GENERATOR/BRUSH RIGGING ASSEM | 1 | ALLRFPs\Saudi Energy\SEC RFP-C001627823\downloaded-rfp\SEC RFP-C001627823.xls
Saudi Energy | SEC RFP-C001628361 | 901114657 | 10 901114657 CIRCUIT:CONTROL,EXCITER A... | 10 901114657 CIRCUIT:CONTROL,EXCITER ATTENUATION,EXCI | 1 | ALLRFPs\Saudi Energy\SEC RFP-C001628361\downloaded-rfp\SEC RFP-C001628361.xls
Saudi Energy | SEC RFP-C001628361 | 901302603 | 20 901302603 CORD,COMM,CNTRL,CU,#336A4... | 20 901302603 CORD,COMM,CNTRL,CU,#336A4971AAG01 | 1 | ALLRFPs\Saudi Energy\SEC RFP-C001628361\downloaded-rfp\SEC RFP-C001628361.xls
Saudi Energy | SEC RFP-C001628361 | 905942290 | 30 905942290 BOARD,TERM,#106B7000G2 | 30 905942290 BOARD,TERM,#106B7000G2 | 1 | ALLRFPs\Saudi Energy\SEC RFP-C001628361\downloaded-rfp\SEC RFP-C001628361.xls
Saudi Energy | SEC RFP-C001628361 | 909200232 | 40 909200232 BLOCK,TERMINAL,14 MM LG X... | 40 909200232 BLOCK,TERMINAL,14 MM LG X 42 MM WD X 30. | 1 | ALLRFPs\Saudi Energy\SEC RFP-C001628361\downloaded-rfp\SEC RFP-C001628361.xls
Saudi Energy | SEC RFP-C001628361 | 902003775 | 50 902003775 CONTACT:MAIN,MOVABLE,600 ... | 50 902003775 CONTACT:MAIN,MOVABLE,600 V,SILVER PLATE, | 3 | ALLRFPs\Saudi Energy\SEC RFP-C001628361\downloaded-rfp\SEC RFP-C001628361.xls
Saudi Energy | SEC RFP-C001628361 | 901303488 | 60 901303488 FUSE:LOW VOLTAGE,1000 A,1... | 60 901303488 FUSE:LOW VOLTAGE,1000 A,1000 VAC,150 KA, | 25 | ALLRFPs\Saudi Energy\SEC RFP-C001628361\downloaded-rfp\SEC RFP-C001628361.xls
Saudi Energy | SEC RFP-C001628361 | 901320981 | 70 901320981 BLOCK,GT EXCITATION SYSTE... | 70 901320981 BLOCK,GT EXCITATION SYSTEM,120 MM LG X 5 | 2 | ALLRFPs\Saudi Energy\SEC RFP-C001628361\downloaded-rfp\SEC RFP-C001628361.xls
Saudi Energy | SEC RFP-C001628379 | 906010621 | 10 906010621 GRIP,CABLE/WIRE,GALV FSTL... | 10 906010621 GRIP,CABLE/WIRE,GALV FSTL,#162816 | 40 | ALLRFPs\Saudi Energy\SEC RFP-C001628379\downloaded-rfp\SEC RFP-C001628379.xls
Saudi Energy | SEC RFP-C001628395 | 905919836 | 10 905919836 CONTACTOR,MTR,1000 V AC L... | 10 905919836 CONTACTOR,MTR,1000 V AC LV,60HZ,4 POLE | 2 | ALLRFPs\Saudi Energy\SEC RFP-C001628395\downloaded-rfp\SEC RFP-C001628395.xls
Saudi Energy | SEC RFP-C001628395 | 901225021 | 20 901225021 CBL:PREMADE | 20 901225021 CBL:PREMADE | 10 | ALLRFPs\Saudi Energy\SEC RFP-C001628395\downloaded-rfp\SEC RFP-C001628395.xls
Saudi Energy | SEC RFP-C001628395 | 901221391 | 30 901221391 MODULE,CONTROL:TURBINE CO... | 30 901221391 MODULE,CONTROL:TURBINE CONTROL SYSTEM DI | 1 | ALLRFPs\Saudi Energy\SEC RFP-C001628395\downloaded-rfp\SEC RFP-C001628395.xls
Saudi Energy | SEC RFP-C001628395 | 901221395 | 40 901221395 MODULE,INPUT/OUTPUT (I/O)... | 40 901221395 MODULE,INPUT/OUTPUT (I/O):DIASYS TURBINE | 1 | ALLRFPs\Saudi Energy\SEC RFP-C001628395\downloaded-rfp\SEC RFP-C001628395.xls
Saudi Energy | SEC RFP-C001628395 | 901221409 | 50 901221409 MODULE,CONTROL:TURBINE CO... | 50 901221409 MODULE,CONTROL:TURBINE CONTROL SYSTEM,IN | 1 | ALLRFPs\Saudi Energy\SEC RFP-C001628395\downloaded-rfp\SEC RFP-C001628395.xls
Saudi Energy | SEC RFP-C001628395 | 901221394 | 60 901221394 MODULE,CONTROL:TURBINE CO... | 60 901221394 MODULE,CONTROL:TURBINE CONTROL SYSTEM,CO | 8 | ALLRFPs\Saudi Energy\SEC RFP-C001628395\downloaded-rfp\SEC RFP-C001628395.xls
Saudi Energy | SEC RFP-C001628395 | 901221410 | 70 901221410 MODULE,PWR SUPPLY,#CPDDA3... | 70 901221410 MODULE,PWR SUPPLY,#CPDDA32 | 8 | ALLRFPs\Saudi Energy\SEC RFP-C001628395\downloaded-rfp\SEC RFP-C001628395.xls
Saudi Energy | SEC RFP-C001628395 | 905568944 | 80 905568944 RELAY:GP,240 VAC 5 A, 28 ... | 80 905568944 RELAY:GP,240 VAC 5 A, 28 VDC 5 A,4NO4NC, | 16 | ALLRFPs\Saudi Energy\SEC RFP-C001628395\downloaded-rfp\SEC RFP-C001628395.xls
Saudi Energy | SEC RFP-C001628395 | 901207397 | 90 901207397 RING,WEAR, CASING,285 MM ... | 90 901207397 RING,WEAR, CASING,285 MM ID X 310 MM OD | 3 | ALLRFPs\Saudi Energy\SEC RFP-C001628395\downloaded-rfp\SEC RFP-C001628395.xls
Saudi Energy | SEC RFP-C001628395 | 901221695 | 100 901221695 CABLE,ELEC,CU,XLPE,120SQM... | 100 901221695 CABLE,ELEC,CU,XLPE,120SQMM,#19900604 | 500 | ALLRFPs\Saudi Energy\SEC RFP-C001628395\downloaded-rfp\SEC RFP-C001628395.xls
Saudi Energy | SEC RFP-C001628395 | 902207458 | 110 902207458 RING,BULK NOUN: | 110 902207458 RING,BULK NOUN: | 3 | ALLRFPs\Saudi Energy\SEC RFP-C001628395\downloaded-rfp\SEC RFP-C001628395.xls
Saudi Energy | SEC RFP-C001628395 | 902207457 | 120 902207457 RING,BULK NOUN: | 120 902207457 RING,BULK NOUN: | 3 | ALLRFPs\Saudi Energy\SEC RFP-C001628395\downloaded-rfp\SEC RFP-C001628395.xls
Saudi Energy | SEC RFP-C001628412 | 901407748 | 10 901407748 RELAY,V,3 PHASE MONITORIN... | 10 901407748 RELAY,V,3 PHASE MONITORING RELAY,#1SVR73 | 5 | ALLRFPs\Saudi Energy\SEC RFP-C001628412\downloaded-rfp\SEC RFP-C001628412.xls
Saudi Energy | SEC RFP-C001628412 | 901019244 | 20 901019244 DEFLECTOR:FLUID,OIL,COMBI... | 20 901019244 DEFLECTOR:FLUID,OIL,COMBINED,A479 S32750 | 9 | ALLRFPs\Saudi Energy\SEC RFP-C001628412\downloaded-rfp\SEC RFP-C001628412.xls
Saudi Energy | SEC RFP-C001628412 | 905934842 | 30 905934842 SEAT,CHECK VALVE, 750 MM,... | 30 905934842 SEAT,CHECK VALVE, 750 MM,759 MM DIA,CHLO | 11 | ALLRFPs\Saudi Energy\SEC RFP-C001628412\downloaded-rfp\SEC RFP-C001628412.xls
Saudi Energy | SEC RFP-C001628412 | 905566451 | 40 905566451 THERMOMETER,DIAL,0 TO 400... | 40 905566451 THERMOMETER,DIAL,0 TO 400 DEG C,#E1124 | 12 | ALLRFPs\Saudi Energy\SEC RFP-C001628412\downloaded-rfp\SEC RFP-C001628412.xls
Saudi Energy | SEC RFP-C001628412 | 905683469 | 50 905683469 GAUGE,CMPND,MINUS 1 TO 0 ... | 50 905683469 GAUGE,CMPND,MINUS 1 TO 0 TO 0.6 BAR,#233 | 5 | ALLRFPs\Saudi Energy\SEC RFP-C001628412\downloaded-rfp\SEC RFP-C001628412.xls
Saudi Energy | SEC RFP-C001628412 | 901216954 | 60 901216954 FUSE:LOW VOLTAGE,8 AMPS A... | 60 901216954 FUSE:LOW VOLTAGE,8 AMPS A,DC 500 VOLT,GT | 1 | ALLRFPs\Saudi Energy\SEC RFP-C001628412\downloaded-rfp\SEC RFP-C001628412.xls
Saudi Energy | SEC RFP-C001628412 | 905671440 | 70 905671440 BRACKET,SUPPORT,20 MM ID ... | 70 905671440 BRACKET,SUPPORT,20 MM ID X 35 MM OD X 50 | 10 | ALLRFPs\Saudi Energy\SEC RFP-C001628412\downloaded-rfp\SEC RFP-C001628412.xls
Saudi Energy | SEC RFP-C001628412 | 901213824 | 80 901213824 BEARING,ROLLER,2 R,110 MM... | 80 901213824 BEARING,ROLLER,2 R,110 MM ID,170MM OD,#2 | 12 | ALLRFPs\Saudi Energy\SEC RFP-C001628412\downloaded-rfp\SEC RFP-C001628412.xls
Saudi Energy | SEC RFP-C001628412 | 905931240 | 90 905931240 CONTACTOR,MTR,600V LV,200... | 90 905931240 CONTACTOR,MTR,600V LV,200A,ABS POLE,#SK8 | 3 | ALLRFPs\Saudi Energy\SEC RFP-C001628412\downloaded-rfp\SEC RFP-C001628412.xls
Saudi Energy | SEC RFP-C001628412 | 905679037 | 100 905679037 SLEEVE,AIR COMPRESSOR,50 ... | 100 905679037 SLEEVE,AIR COMPRESSOR,50 MM ID X (70 MM | 3 | ALLRFPs\Saudi Energy\SEC RFP-C001628412\downloaded-rfp\SEC RFP-C001628412.xls
Saudi Energy | SEC RFP-C001628412 | 905691103 | 110 905691103 VALVE,DIAPH,ALUMINIUM BOD... | 110 905691103 VALVE,DIAPH,ALUMINIUM BODY,75X75X130 MM | 5 | ALLRFPs\Saudi Energy\SEC RFP-C001628412\downloaded-rfp\SEC RFP-C001628412.xls
Saudi Energy | SEC RFP-C001628412 | 902467068 | 120 902467068 MODULE,INPUT/OUTPUT (I/O)... | 120 902467068 MODULE,INPUT/OUTPUT (I/O):INTERFACE,DIGI | 2 | ALLRFPs\Saudi Energy\SEC RFP-C001628412\downloaded-rfp\SEC RFP-C001628412.xls
Saudi Energy | SEC RFP-C001628412 | 905523260 | 130 905523260 BRUSH,ELEC,DC COOLING MOT... | 130 905523260 BRUSH,ELEC,DC COOLING MOTOR,CRBN,#EG70T8 | 26 | ALLRFPs\Saudi Energy\SEC RFP-C001628412\downloaded-rfp\SEC RFP-C001628412.xls
Saudi Energy | SEC RFP-C001628412 | 905637888 | 140 905637888 BEARING,BALL,CONRAD,ANGUL... | 140 905637888 BEARING,BALL,CONRAD,ANGULAR CONTACT,1 R | 3 | ALLRFPs\Saudi Energy\SEC RFP-C001628412\downloaded-rfp\SEC RFP-C001628412.xls
Saudi Energy | SEC RFP-C001628871 | 905696469 | 10 905696469 INDICATOR:ROTATION,PHASE,... | 10 905696469 INDICATOR:ROTATION,PHASE,61 MM WD X 124 | 3 | ALLRFPs\Saudi Energy\SEC RFP-C001628871\downloaded-rfp\SEC RFP-C001628871.xls
Saudi Energy | SEC RFP-C001628871 | 905832029 | 20 905832029 DISK,MAG,EXTERNAL HARD ST... | 20 905832029 DISK,MAG,EXTERNAL HARD STORAGE,4TB,#WDBF | 3 | ALLRFPs\Saudi Energy\SEC RFP-C001628871\downloaded-rfp\SEC RFP-C001628871.xls
Saudi Energy | SEC RFP-C001628871 | 903111092 | 30 903111092 PLUG,ELECTRICAL,600 VAC 1... | 30 903111092 PLUG,ELECTRICAL,600 VAC 10 A 10 POLE,UL, | 2 | ALLRFPs\Saudi Energy\SEC RFP-C001628871\downloaded-rfp\SEC RFP-C001628871.xls
Saudi Energy | SEC RFP-C001628871 | 903111015 | 40 903111015 CAPACITOR:FIXED,1500 PFD,... | 40 903111015 CAPACITOR:FIXED,1500 PFD,420 TO 550 KV,C | 6 | ALLRFPs\Saudi Energy\SEC RFP-C001628871\downloaded-rfp\SEC RFP-C001628871.xls
Saudi Energy | SEC RFP-C001628871 | 905943939 | 50 905943939 BLOCK,TERMINAL,SUBSTATION... | 50 905943939 BLOCK,TERMINAL,SUBSTATION PROTECTION SYS | 50 | ALLRFPs\Saudi Energy\SEC RFP-C001628871\downloaded-rfp\SEC RFP-C001628871.xls
Saudi Energy | SEC RFP-C001628871 | 903101933 | 60 903101933 CABLE,ELEC,CU,XLPE,16SQMM... | 60 903101933 CABLE,ELEC,CU,XLPE,16SQMM,4,7 STRAND,#EN | 100 | ALLRFPs\Saudi Energy\SEC RFP-C001628871\downloaded-rfp\SEC RFP-C001628871.xls
Saudi Energy | SEC RFP-C001628871 | 904020334 | 70 904020334 MODULE:CONTROL,DRIVE CONT... | 70 904020334 MODULE:CONTROL,DRIVE CONTROL UNIT,DISCON | 40 | ALLRFPs\Saudi Energy\SEC RFP-C001628871\downloaded-rfp\SEC RFP-C001628871.xls
Saudi Energy | SEC RFP-C001628871 | 900461754 | 80 900461754 MODULE,CONTROL:SICAM A800... | 80 900461754 MODULE,CONTROL:SICAM A8000 MASTER MODULE | 4 | ALLRFPs\Saudi Energy\SEC RFP-C001628871\downloaded-rfp\SEC RFP-C001628871.xls
Saudi Energy | SEC RFP-C001628871 | 900461755 | 90 900461755 MODULE,OUTPUT:SICAM A8000... | 90 900461755 MODULE,OUTPUT:SICAM A8000 COMMUNICATION | 4 | ALLRFPs\Saudi Energy\SEC RFP-C001628871\downloaded-rfp\SEC RFP-C001628871.xls
Saudi Energy | SEC RFP-C001628871 | 900600044 | 100 900600044 CONVERTER:MEDIA,OPTICAL T... | 100 900600044 CONVERTER:MEDIA,OPTICAL TO ELECTRICAL | 10 | ALLRFPs\Saudi Energy\SEC RFP-C001628871\downloaded-rfp\SEC RFP-C001628871.xls
Saudi Energy | SEC RFP-C001628871 | 900600045 | 110 900600045 MODULE:INPUT, | 110 900600045 MODULE:INPUT, | 3 | ALLRFPs\Saudi Energy\SEC RFP-C001628871\downloaded-rfp\SEC RFP-C001628871.xls
Saudi Energy | SEC RFP-C001628871 | 900600046 | 120 900600046 MODULE:CONTROL,STM-1 TRAN... | 120 900600046 MODULE:CONTROL,STM-1 TRANSMISSION UNIT,C | 10 | ALLRFPs\Saudi Energy\SEC RFP-C001628871\downloaded-rfp\SEC RFP-C001628871.xls
Saudi Energy | SEC RFP-C001628871 | 902020471 | 130 902020471 MODULE:CONTROL,BUS ACCESS... | 130 902020471 MODULE:CONTROL,BUS ACCESS (VC-12),COMMUN | 8 | ALLRFPs\Saudi Energy\SEC RFP-C001628871\downloaded-rfp\SEC RFP-C001628871.xls
Saudi Energy | SEC RFP-C001628871 | 902020709 | 140 902020709 MODULE:CONTROL,TELEPROTEC... | 140 902020709 MODULE:CONTROL,TELEPROTECTION AND BINARY | 8 | ALLRFPs\Saudi Energy\SEC RFP-C001628871\downloaded-rfp\SEC RFP-C001628871.xls
Saudi Energy | SEC RFP-C001628871 | 903300654 | 150 903300654 MODULE:CONTROL,MULTI PIN ... | 150 903300654 MODULE:CONTROL,MULTI PIN CONNECTOR,SDH I | 5 | ALLRFPs\Saudi Energy\SEC RFP-C001628871\downloaded-rfp\SEC RFP-C001628871.xls
Saudi Energy | SEC RFP-C001628871 | 903400769 | 160 903400769 RECEIVER,SYNCHRO,50/60 HZ... | 160 903400769 RECEIVER,SYNCHRO,50/60 HZ /7 PORTS,25 W, | 2 | ALLRFPs\Saudi Energy\SEC RFP-C001628871\downloaded-rfp\SEC RFP-C001628871.xls
Saudi Energy | SEC RFP-C001628871 | 903401918 | 170 903401918 POWER SUPPLY:SWITCHED-MOD... | 170 903401918 POWER SUPPLY:SWITCHED-MODE,100/240 VAC,5 | 18 | ALLRFPs\Saudi Energy\SEC RFP-C001628871\downloaded-rfp\SEC RFP-C001628871.xls
Saudi Energy | SEC RFP-C001628871 | 904000071 | 180 904000071 PROCESSOR,CONTROL AND MON... | 180 904000071 PROCESSOR,CONTROL AND MONITORING UNIT,#P | 2 | ALLRFPs\Saudi Energy\SEC RFP-C001628871\downloaded-rfp\SEC RFP-C001628871.xls
Saudi Energy | SEC RFP-C001628871 | 904020015 | 190 904020015 MODULE:INPUT,OPTICAL PORT... | 190 904020015 MODULE:INPUT,OPTICAL PORT 4,U-NODE BBM, | 5 | ALLRFPs\Saudi Energy\SEC RFP-C001628871\downloaded-rfp\SEC RFP-C001628871.xls
Saudi Energy | SEC RFP-C001628871 | 904020018 | 200 904020018 MODULE:CONTROL,SDH INTERF... | 200 904020018 MODULE:CONTROL,SDH INTERFACE 16,OPTICAL | 5 | ALLRFPs\Saudi Energy\SEC RFP-C001628871\downloaded-rfp\SEC RFP-C001628871.xls
Saudi Energy | SEC RFP-C001628871 | 904203853 | 210 904203853 TRANSDUCER:POSITION,0 TO ... | 210 904203853 TRANSDUCER:POSITION,0 TO 400 OHM INPUT,0 | 20 | ALLRFPs\Saudi Energy\SEC RFP-C001628871\downloaded-rfp\SEC RFP-C001628871.xls
Saudi Energy | SEC RFP-C001628871 | 904204989 | 220 904204989 CIRCUIT:INPUT/OUTPUT (I/O... | 220 904204989 CIRCUIT:INPUT/OUTPUT (I/O),CONTROLLER CA | 8 | ALLRFPs\Saudi Energy\SEC RFP-C001628871\downloaded-rfp\SEC RFP-C001628871.xls
Saudi Energy | SEC RFP-C001628871 | 904207175 | 230 904207175 SWITCH:ELECTRONIC,WAN / L... | 230 904207175 SWITCH:ELECTRONIC,WAN / LAN,48 VDC,11 A, | 20 | ALLRFPs\Saudi Energy\SEC RFP-C001628871\downloaded-rfp\SEC RFP-C001628871.xls
Saudi Energy | SEC RFP-C001628871 | 904503016 | 240 904503016 MODULE:CONTROL,SDH INTERF... | 240 904503016 MODULE:CONTROL,SDH INTERFACE 16,OPTICAL | 3 | ALLRFPs\Saudi Energy\SEC RFP-C001628871\downloaded-rfp\SEC RFP-C001628871.xls
Saudi Energy | SEC RFP-C001628871 | 909110758 | 250 909110758 POWER SUPPLY,SWITCHED-MOD... | 250 909110758 POWER SUPPLY,SWITCHED-MODE:125/250 VDC O | 5 | ALLRFPs\Saudi Energy\SEC RFP-C001628871\downloaded-rfp\SEC RFP-C001628871.xls
Saudi Energy | SEC RFP-C001628871 | 900600047 | 260 900600047 WIRE:OPTICAL-GROUND,TIGHT... | 260 900600047 WIRE:OPTICAL-GROUND,TIGHT BUFFERED,24,10 | 10,000 | ALLRFPs\Saudi Energy\SEC RFP-C001628871\downloaded-rfp\SEC RFP-C001628871.xls
Saudi Energy | SEC RFP-C001628871 | 900600048 | 270 900600048 WIRE:OPTICAL-GROUND,SINGL... | 270 900600048 WIRE:OPTICAL-GROUND,SINGLE MODE,48,3.5 M | 10,000 | ALLRFPs\Saudi Energy\SEC RFP-C001628871\downloaded-rfp\SEC RFP-C001628871.xls
Saudi Energy | SEC RFP-C001628871 | 900600049 | 280 900600049 CORD,PATCH,FIBRE OPTIC,9/... | 280 900600049 CORD,PATCH,FIBRE OPTIC,9/125 UPC 2.8MM | 50 | ALLRFPs\Saudi Energy\SEC RFP-C001628871\downloaded-rfp\SEC RFP-C001628871.xls
Saudi Energy | SEC RFP-C001628871 | 900600050 | 290 900600050 CORD,PATCH,FIBER OPTIC (M... | 290 900600050 CORD,PATCH,FIBER OPTIC (MULTI MODE) | 50 | ALLRFPs\Saudi Energy\SEC RFP-C001628871\downloaded-rfp\SEC RFP-C001628871.xls
Saudi Energy | SEC RFP-C001628871 | 900600051 | 300 900600051 CORD,PATCH,FIBER OPTIC (M... | 300 900600051 CORD,PATCH,FIBER OPTIC (MULTI MODE) | 50 | ALLRFPs\Saudi Energy\SEC RFP-C001628871\downloaded-rfp\SEC RFP-C001628871.xls
Saudi Energy | SEC RFP-C001628871 | 900600052 | 310 900600052 CORD,PATCH,FIBER OPTIC (M... | 310 900600052 CORD,PATCH,FIBER OPTIC (MULTI MODE) | 50 | ALLRFPs\Saudi Energy\SEC RFP-C001628871\downloaded-rfp\SEC RFP-C001628871.xls
Saudi Energy | SEC RFP-C001628871 | 900600053 | 320 900600053 CORD,PATCH,LG | 320 900600053 CORD,PATCH,LG | 50 | ALLRFPs\Saudi Energy\SEC RFP-C001628871\downloaded-rfp\SEC RFP-C001628871.xls
Saudi Energy | SEC RFP-C001628871 | 900600054 | 330 900600054 CORD,PATCH,FIBER OPTIC (S... | 330 900600054 CORD,PATCH,FIBER OPTIC (SINGLE MODE) | 50 | ALLRFPs\Saudi Energy\SEC RFP-C001628871\downloaded-rfp\SEC RFP-C001628871.xls
Saudi Energy | SEC RFP-C001628871 | 900600055 | 340 900600055 CORD,PATCH,50 M LG,FC-FC ... | 340 900600055 CORD,PATCH,50 M LG,FC-FC CONN | 50 | ALLRFPs\Saudi Energy\SEC RFP-C001628871\downloaded-rfp\SEC RFP-C001628871.xls
Saudi Energy | SEC RFP-C001628871 | 900600056 | 350 900600056 CORD,PATCH,80 M LG,FC-FC ... | 350 900600056 CORD,PATCH,80 M LG,FC-FC CONN | 50 | ALLRFPs\Saudi Energy\SEC RFP-C001628871\downloaded-rfp\SEC RFP-C001628871.xls
Saudi Energy | SEC RFP-C001628871 | 900600057 | 360 900600057 CORD,PATCH,20 M LG,FC-FC ... | 360 900600057 CORD,PATCH,20 M LG,FC-FC CONN | 50 | ALLRFPs\Saudi Energy\SEC RFP-C001628871\downloaded-rfp\SEC RFP-C001628871.xls
Saudi Energy | SEC RFP-C001628871 | 900600058 | 370 900600058 CORD,PATCH,FIBER OPTIC (M... | 370 900600058 CORD,PATCH,FIBER OPTIC (MULTI MODE),#STS | 50 | ALLRFPs\Saudi Energy\SEC RFP-C001628871\downloaded-rfp\SEC RFP-C001628871.xls
Saudi Energy | SEC RFP-C001628871 | 900600059 | 380 900600059 CORD,PATCH,FIBER OPTIC (M... | 380 900600059 CORD,PATCH,FIBER OPTIC (MULTI MODE),#STS | 50 | ALLRFPs\Saudi Energy\SEC RFP-C001628871\downloaded-rfp\SEC RFP-C001628871.xls
Saudi Energy | SEC RFP-C001628871 | 900600060 | 390 900600060 CORD,PATCH,FIBER OPTIC (M... | 390 900600060 CORD,PATCH,FIBER OPTIC (MULTI MODE),#STS | 50 | ALLRFPs\Saudi Energy\SEC RFP-C001628871\downloaded-rfp\SEC RFP-C001628871.xls
Saudi Energy | SEC RFP-C001628871 | 900600061 | 400 900600061 CORD,PATCH,10M LG,FC-FC C... | 400 900600061 CORD,PATCH,10M LG,FC-FC CONN,YEL JKT CLR | 50 | ALLRFPs\Saudi Energy\SEC RFP-C001628871\downloaded-rfp\SEC RFP-C001628871.xls
Saudi Energy | SEC RFP-C001628871 | 900600063 | 410 900600063 CONN,FBROPT,PLST,SINGLE A... | 410 900600063 CONN,FBROPT,PLST,SINGLE AND MULTI MODE | 10 | ALLRFPs\Saudi Energy\SEC RFP-C001628871\downloaded-rfp\SEC RFP-C001628871.xls
Saudi Energy | SEC RFP-C001628871 | 900600064 | 420 900600064 CABLE,FBROPT,DPLX,2.8 MM ... | 420 900600064 CABLE,FBROPT,DPLX,2.8 MM DIA X 20 MT LG | 10 | ALLRFPs\Saudi Energy\SEC RFP-C001628871\downloaded-rfp\SEC RFP-C001628871.xls
Saudi Energy | SEC RFP-C001628871 | 900600081 | 430 900600081 CORD,PATCH,5 M LG,FC-FC C... | 430 900600081 CORD,PATCH,5 M LG,FC-FC CONN | 50 | ALLRFPs\Saudi Energy\SEC RFP-C001628871\downloaded-rfp\SEC RFP-C001628871.xls
Saudi Energy | SEC RFP-C001628871 | 900600062 | 440 900600062 ADAPTER,FIBER OPTIC CABLE... | 440 900600062 ADAPTER,FIBER OPTIC CABLE,SC-SC/ LC-LC/ | 10 | ALLRFPs\Saudi Energy\SEC RFP-C001628871\downloaded-rfp\SEC RFP-C001628871.xls
Saudi Energy | SEC RFP-C001628871 | 903107379 | 450 903107379 HUB,NETWORK,270 MM WD X 1... | 450 903107379 HUB,NETWORK,270 MM WD X 171 MM HT X 45 M | 5 | ALLRFPs\Saudi Energy\SEC RFP-C001628871\downloaded-rfp\SEC RFP-C001628871.xls
Saudi Energy | SEC RFP-C001628871 | 903401688 | 460 903401688 RECEIVER,LANTIME M300 GPS... | 460 903401688 RECEIVER,LANTIME M300 GPS,100 TO 240 V, | 4 | ALLRFPs\Saudi Energy\SEC RFP-C001628871\downloaded-rfp\SEC RFP-C001628871.xls
Saudi Energy | SEC RFP-C001628871 | 904203531 | 470 904203531 HUB,SUBSTATION AUTOMATION... | 470 904203531 HUB,SUBSTATION AUTOMATION SYSTEM,2-PORT | 2 | ALLRFPs\Saudi Energy\SEC RFP-C001628871\downloaded-rfp\SEC RFP-C001628871.xls
Saudi Energy | SEC RFP-C001628893 | 905637634 | 10 905637634 STUD,TURB,SSTL,57 MM DIA,... | 10 905637634 STUD,TURB,SSTL,57 MM DIA,3 MM,395 MM LG | 3 | ALLRFPs\Saudi Energy\SEC RFP-C001628893\downloaded-rfp\SEC RFP-C001628893.xls
Saudi Energy | SEC RFP-C001628893 | 905637635 | 20 905637635 STUD,TURB,STL,50 MM DIA,3... | 20 905637635 STUD,TURB,STL,50 MM DIA,3 MM,360 MM LG | 3 | ALLRFPs\Saudi Energy\SEC RFP-C001628893\downloaded-rfp\SEC RFP-C001628893.xls
Saudi Energy | SEC RFP-C001628893 | 905638429 | 30 905638429 STUD,TURB,STL,25 MM DIA,3... | 30 905638429 STUD,TURB,STL,25 MM DIA,3 MM,165 MM LG | 3 | ALLRFPs\Saudi Energy\SEC RFP-C001628893\downloaded-rfp\SEC RFP-C001628893.xls
Saudi Energy | SEC RFP-C001628893 | 905692282 | 40 905692282 FUSE:LOW VOLTAGE,1/32 A,1... | 40 905692282 FUSE:LOW VOLTAGE,1/32 A,125 V AC/DC,VERY | 500 | ALLRFPs\Saudi Energy\SEC RFP-C001628893\downloaded-rfp\SEC RFP-C001628893.xls
Saudi Energy | SEC RFP-C001628893 | 901224607 | 50 901224607 BLADDER:ACCUM,295 MM OD X... | 50 901224607 BLADDER:ACCUM,295 MM OD X 2100 MM LG | 4 | ALLRFPs\Saudi Energy\SEC RFP-C001628893\downloaded-rfp\SEC RFP-C001628893.xls
Saudi Energy | SEC RFP-C001628893 | 902507415 | 60 902507415 WIRE:THERMOCOUPLE,18 AWG,... | 60 902507415 WIRE:THERMOCOUPLE,18 AWG,10 M LG,CU | 10 | ALLRFPs\Saudi Energy\SEC RFP-C001628893\downloaded-rfp\SEC RFP-C001628893.xls
Saudi Energy | SEC RFP-C001628893 | 902507404 | 70 902507404 WIRE:THERMOCOUPLE,PHC 18 ... | 70 902507404 WIRE:THERMOCOUPLE,PHC 18 AWG,SAE AS5419 | 10 | ALLRFPs\Saudi Energy\SEC RFP-C001628893\downloaded-rfp\SEC RFP-C001628893.xls
Saudi Energy | SEC RFP-C001628893 | 905639124 | 80 905639124 INSULATION:THERMAL,BOILER... | 80 905639124 INSULATION:THERMAL,BOILERS,HI THERM CALC | 100 | ALLRFPs\Saudi Energy\SEC RFP-C001628893\downloaded-rfp\SEC RFP-C001628893.xls
Saudi Energy | SEC RFP-C001628893 | 905652890 | 90 905652890 INSULATION:THERMAL,PIPE,C... | 90 905652890 INSULATION:THERMAL,PIPE,CALCIUM SILICATE | 100 | ALLRFPs\Saudi Energy\SEC RFP-C001628893\downloaded-rfp\SEC RFP-C001628893.xls
Saudi Energy | SEC RFP-C001628893 | 905752047 | 100 905752047 FAN:AXIAL FLOW,5-1/2 IN D... | 100 905752047 FAN:AXIAL FLOW,5-1/2 IN DIA,35/32 W 115 | 20 | ALLRFPs\Saudi Energy\SEC RFP-C001628893\downloaded-rfp\SEC RFP-C001628893.xls
Saudi Energy | SEC RFP-C001628893 | 905553677 | 110 905553677 CONDUIT:FLEXIBLE METALLI... | 110 905553677 CONDUIT:FLEXIBLE METALLIC,1/2 IN,100 FT | 1 | ALLRFPs\Saudi Energy\SEC RFP-C001628893\downloaded-rfp\SEC RFP-C001628893.xls
Saudi Energy | SEC RFP-C001629200 | 905686217 | 10 905686217 SHAFT,TOP,1.99 X 1.00 LH ... | 10 905686217 SHAFT,TOP,1.99 X 1.00 LH X 52.5 F/1WNA,S | 2 | ALLRFPs\Saudi Energy\SEC RFP-C001629200\downloaded-rfp\SEC RFP-C001629200.xls
Saudi Energy | SEC RFP-C001629200 | 902019226 | 20 902019226 CABLE,FBROPT,#PB000026391... | 20 902019226 CABLE,FBROPT,#PB0000263910 | 16 | ALLRFPs\Saudi Energy\SEC RFP-C001629200\downloaded-rfp\SEC RFP-C001629200.xls
Saudi Energy | SEC RFP-C001629200 | 000026391 | 20 902019226 CABLE,FBROPT,#PB000026391... | 20 902019226 CABLE,FBROPT,#PB0000263910 | 16 | ALLRFPs\Saudi Energy\SEC RFP-C001629200\downloaded-rfp\SEC RFP-C001629200.xls
Saudi Energy | SEC RFP-C001629201 - 6001629201 | 905916889 | 10 905916889 CABLE,ELEC,CU,XLPE,185SQM... | 10 905916889 CABLE,ELEC,CU,XLPE,185SQMM,1,WH,#ES6AA27 | 500 | ALLRFPs\Saudi Energy\SEC RFP-C001629201 - 6001629201\downloaded-rfp\SEC RFP-C001629201 - 6001629201.xls
Saudi Energy | SEC RFP-C001629202 | 902019186 | 10 902019186 PLATE,COMBUSTION CHAMBER,... | 10 902019186 PLATE,COMBUSTION CHAMBER,GAS TURBINE,300 | 40 | ALLRFPs\Saudi Energy\SEC RFP-C001629202\downloaded-rfp\SEC RFP-C001629202.xls
Saudi Energy | SEC RFP-C001629202 | 901112424 | 20 901112424 CABLE:IGNITION,0.25 MM,PF... | 20 901112424 CABLE:IGNITION,0.25 MM,PFA AND GLASS FIB | 40 | ALLRFPs\Saudi Energy\SEC RFP-C001629202\downloaded-rfp\SEC RFP-C001629202.xls
Saudi Energy | SEC RFP-C001629202 | 901225002 | 30 901225002 ROD:BULK NOUN | 30 901225002 ROD:BULK NOUN | 1 | ALLRFPs\Saudi Energy\SEC RFP-C001629202\downloaded-rfp\SEC RFP-C001629202.xls
Saudi Energy | SEC RFP-C001630032 | 905901562 | 10 905901562 WIRE:THERMOCOUPLE,17.4 MM... | 10 905901562 WIRE:THERMOCOUPLE,17.4 MM DIA,10 M LG,SS | 20 | ALLRFPs\Saudi Energy\SEC RFP-C001630032\downloaded-rfp\SEC RFP-C001630032.xls
Saudi Energy | SEC RFP-C001630042 | 902000435 | 10 902000435 SCREW,CAP,ASTL,1-1/4 IN D... | 10 902000435 SCREW,CAP,ASTL,1-1/4 IN DIA,8 TPI,#N733B | 24 | ALLRFPs\Saudi Energy\SEC RFP-C001630042\downloaded-rfp\SEC RFP-C001630042.xls
Saudi Energy | SEC RFP-C001630042 | 902000589 | 20 902000589 NUT,LOCK,SSTL,5/8 IN DIA,... | 20 902000589 NUT,LOCK,SSTL,5/8 IN DIA,11 UNC,#974A095 | 26 | ALLRFPs\Saudi Energy\SEC RFP-C001630042\downloaded-rfp\SEC RFP-C001630042.xls
Saudi Energy | SEC RFP-C001630042 | 902000528 | 30 902000528 SCREW,CAP,ASTL,1-1/4 IN D... | 30 902000528 SCREW,CAP,ASTL,1-1/4 IN DIA,8 TPI,#N733B | 6 | ALLRFPs\Saudi Energy\SEC RFP-C001630042\downloaded-rfp\SEC RFP-C001630042.xls
Saudi Energy | SEC RFP-C001630042 | 902008250 | 40 902008250 CABLE:IGNITION,1/2 IN DIA... | 40 902008250 CABLE:IGNITION,1/2 IN DIA X 16 FT,25 KV, | 2 | ALLRFPs\Saudi Energy\SEC RFP-C001630042\downloaded-rfp\SEC RFP-C001630042.xls
Saudi Energy | SEC RFP-C001630042 | 901019099 | 50 901019099 KEY:TURBINE,TURBINE ROTOR... | 50 901019099 KEY:TURBINE,TURBINE ROTOR,MS7001B,5 MM W | 182 | ALLRFPs\Saudi Energy\SEC RFP-C001630042\downloaded-rfp\SEC RFP-C001630042.xls
Saudi Energy | SEC RFP-C001630042 | 902001623 | 60 902001623 PIN,LOCKING,ROTOR BUCKET,... | 60 902001623 PIN,LOCKING,ROTOR BUCKET,GAS TURBINE,3 M | 2 | ALLRFPs\Saudi Energy\SEC RFP-C001630042\downloaded-rfp\SEC RFP-C001630042.xls
Saudi Energy | SEC RFP-C001630042 | 902001313 | 70 902001313 SCR:CAP,ASTL QUENCHED AND... | 70 902001313 SCR:CAP,ASTL QUENCHED AND TEMPERED,3/4 I | 23 | ALLRFPs\Saudi Energy\SEC RFP-C001630042\downloaded-rfp\SEC RFP-C001630042.xls
Saudi Energy | SEC RFP-C001630042 | 902004211 | 80 902004211 INSULATION:THERMAL,TURBIN... | 80 902004211 INSULATION:THERMAL,TURBINE SHELL,STL HOU | 6 | ALLRFPs\Saudi Energy\SEC RFP-C001630042\downloaded-rfp\SEC RFP-C001630042.xls
Saudi Energy | SEC RFP-C001630042 | 902000593 | 90 902000593 PIN,ALIGNMENT,SEAL HOUSIN... | 90 902000593 PIN,ALIGNMENT,SEAL HOUSING,BLADE RING,GA | 10 | ALLRFPs\Saudi Energy\SEC RFP-C001630042\downloaded-rfp\SEC RFP-C001630042.xls
Saudi Energy | SEC RFP-C001630042 | 905876491 | 100 905876491 GAUGE,COMB,0 TO 900 PSI R... | 100 905876491 GAUGE,COMB,0 TO 900 PSI RANGE A,#377808 | 1 | ALLRFPs\Saudi Energy\SEC RFP-C001630042\downloaded-rfp\SEC RFP-C001630042.xls
Saudi Energy | SEC RFP-C001630541 | 908321106 | 10 908321106 SWGR,SMRT RMU OD,2LBS+1CB... | 10 908321106 SWGR,SMRT RMU OD,2LBS+1CB,13.8KV,400A | 4,500 | ALLRFPs\Saudi Energy\SEC RFP-C001630541\downloaded-rfp\SEC RFP-C001630541.xls
Saudi Energy | SEC RFP-C001630541 | 908321124 | 20 908321124 SWGR,SMART RMU OD,3LBS,13... | 20 908321124 SWGR,SMART RMU OD,3LBS,13.8 KV,400A | 515 | ALLRFPs\Saudi Energy\SEC RFP-C001630541\downloaded-rfp\SEC RFP-C001630541.xls
Saudi Energy | SEC RFP-C001630541 | 908321126 | 30 908321126 SWGR,SMART RMU OD,4LBS,13... | 30 908321126 SWGR,SMART RMU OD,4LBS,13.8 KV,400A | 290 | ALLRFPs\Saudi Energy\SEC RFP-C001630541\downloaded-rfp\SEC RFP-C001630541.xls
Saudi Energy | SEC RFP-C001630541 | 908321125 | 40 908321125 SWGR,SRMU OD,2LBS+1CB,ATS... | 40 908321125 SWGR,SRMU OD,2LBS+1CB,ATS,13.8KV,400A | 3 | ALLRFPs\Saudi Energy\SEC RFP-C001630541\downloaded-rfp\SEC RFP-C001630541.xls
Saudi Energy | SEC RFP-C001630541 | 908321102 | 50 908321102 SWGR,SMART RMU OD,2LBS+2C... | 50 908321102 SWGR,SMART RMU OD,2LBS+2CB,33KV,400/200A | 13 | ALLRFPs\Saudi Energy\SEC RFP-C001630541\downloaded-rfp\SEC RFP-C001630541.xls
Saudi Energy | SEC RFP-C001630541 | 908321103 | 60 908321103 SWGR,SMART RMU OD,3LBS+1C... | 60 908321103 SWGR,SMART RMU OD,3LBS+1CB,33KV,400/200A | 72 | ALLRFPs\Saudi Energy\SEC RFP-C001630541\downloaded-rfp\SEC RFP-C001630541.xls
Saudi Energy | SEC RFP-C001630541 | 908321105 | 70 908321105 SWGR,SMART RMU OD,2LBS+1C... | 70 908321105 SWGR,SMART RMU OD,2LBS+1CB,33KV,400/200A | 46 | ALLRFPs\Saudi Energy\SEC RFP-C001630541\downloaded-rfp\SEC RFP-C001630541.xls
Saudi Energy | SEC RFP-C001630541 | 908321127 | 80 908321127 SWGR,SMART RMU OD,3LBS,33... | 80 908321127 SWGR,SMART RMU OD,3LBS,33 KV,400A | 220 | ALLRFPs\Saudi Energy\SEC RFP-C001630541\downloaded-rfp\SEC RFP-C001630541.xls
Saudi Energy | SEC RFP-C001630541 | 908321129 | 90 908321129 SWGR,SMART RMU OD,4LBS,33... | 90 908321129 SWGR,SMART RMU OD,4LBS,33 KV,400A | 76 | ALLRFPs\Saudi Energy\SEC RFP-C001630541\downloaded-rfp\SEC RFP-C001630541.xls
Saudi Energy | SEC RFP-C001630541 | 908321224 | 100 908321224 SWGR,SMART MRMU ID,2LBS+1... | 100 908321224 SWGR,SMART MRMU ID,2LBS+1CB,33KV,630A | 8 | ALLRFPs\Saudi Energy\SEC RFP-C001630541\downloaded-rfp\SEC RFP-C001630541.xls
Saudi Energy | SEC RFP-C001630541 | 908321225 | 110 908321225 SWGR,SMART MRMU ID,3LBS+1... | 110 908321225 SWGR,SMART MRMU ID,3LBS+1CB,33KV,400A | 73 | ALLRFPs\Saudi Energy\SEC RFP-C001630541\downloaded-rfp\SEC RFP-C001630541.xls
Saudi Energy | SEC RFP-C001630541 | 908321226 | 120 908321226 SWGR,SMART MRMU ID,2LBS+1... | 120 908321226 SWGR,SMART MRMU ID,2LBS+1CB,33KV,400A | 115 | ALLRFPs\Saudi Energy\SEC RFP-C001630541\downloaded-rfp\SEC RFP-C001630541.xls
Saudi Energy | SEC RFP-C001630541 | 908321228 | 130 908321228 SWGR,SMART MRMU ID,2LBS+1... | 130 908321228 SWGR,SMART MRMU ID,2LBS+1CB,13.8KV,630A | 830 | ALLRFPs\Saudi Energy\SEC RFP-C001630541\downloaded-rfp\SEC RFP-C001630541.xls
Saudi Energy | SEC RFP-C001630541 | 908321229 | 140 908321229 SWGR,SMART MRMU ID,3LBS+1... | 140 908321229 SWGR,SMART MRMU ID,3LBS+1CB,13.8KV,400A | 120 | ALLRFPs\Saudi Energy\SEC RFP-C001630541\downloaded-rfp\SEC RFP-C001630541.xls
Saudi Energy | SEC RFP-C001630541 | 908321230 | 150 908321230 SWGR,SMART MRMU ID,2LBS+1... | 150 908321230 SWGR,SMART MRMU ID,2LBS+1CB,13.8KV,400A | 665 | ALLRFPs\Saudi Energy\SEC RFP-C001630541\downloaded-rfp\SEC RFP-C001630541.xls
Saudi Energy | SEC RFP-C001630541 | 908321234 | 160 908321234 SWITCHGEAR:METAL ENCLOSED... | 160 908321234 SWITCHGEAR:METAL ENCLOSED,SMART AMRMU, I | 40 | ALLRFPs\Saudi Energy\SEC RFP-C001630541\downloaded-rfp\SEC RFP-C001630541.xls
Saudi Energy | SEC RFP-C001630541 | 908321231 | 170 908321231 SWGR,SMRT AMRMU ID,2LBS+1... | 170 908321231 SWGR,SMRT AMRMU ID,2LBS+1CB,ATS,33KV,400 | 13 | ALLRFPs\Saudi Energy\SEC RFP-C001630541\downloaded-rfp\SEC RFP-C001630541.xls
Saudi Energy | SEC RFP-C001631184 | 905860746 | 10 905860746 PUMP,ROTARY,#01315011 | 10 905860746 PUMP,ROTARY,#01315011 | 1 | ALLRFPs\Saudi Energy\SEC RFP-C001631184\downloaded-rfp\SEC RFP-C001631184.xls
Saudi Energy | SEC RFP-C001631184 | 901400990 | 20 901400990 PUMP,CNTRFGL,55 CMH,1 STG... | 20 901400990 PUMP,CNTRFGL,55 CMH,1 STG,110 M HD,#6540 | 1 | ALLRFPs\Saudi Energy\SEC RFP-C001631184\downloaded-rfp\SEC RFP-C001631184.xls
Saudi Energy | SEC RFP-C001631184 | 901401220 | 30 901401220 PUMP,CNTRFGL,308 GPM,1 ST... | 30 901401220 PUMP,CNTRFGL,308 GPM,1 STG,#872678501PUM | 1 | ALLRFPs\Saudi Energy\SEC RFP-C001631184\downloaded-rfp\SEC RFP-C001631184.xls
Saudi Energy | SEC RFP-C001631184 | 905867711 | 40 905867711 PUMP,CNTRFGL,600 GPM,285 ... | 40 905867711 PUMP,CNTRFGL,600 GPM,285 FT HD HD,#PH224 | 1 | ALLRFPs\Saudi Energy\SEC RFP-C001631184\downloaded-rfp\SEC RFP-C001631184.xls
Saudi Energy | SEC RFP-C001631184 | 905867991 | 50 905867991 PUMP,CNTRFGL,162 GPM,1 ST... | 50 905867991 PUMP,CNTRFGL,162 GPM,1 STG,100 FT HD,#04 | 1 | ALLRFPs\Saudi Energy\SEC RFP-C001631184\downloaded-rfp\SEC RFP-C001631184.xls
Saudi Energy | SEC RFP-C001631184 | 905920507 | 60 905920507 PULLEY,V-BELT,54 MM,160 M... | 60 905920507 PULLEY,V-BELT,54 MM,160 MM OD,ABS,#3BQ60 | 3 | ALLRFPs\Saudi Energy\SEC RFP-C001631184\downloaded-rfp\SEC RFP-C001631184.xls
Saudi Energy | SEC RFP-C001631184 | 905887451 | 70 905887451 PLATE,OIL BAFFLE,TURBOCHA... | 70 905887451 PLATE,OIL BAFFLE,TURBOCHARGER,DIESEL ENG | 5 | ALLRFPs\Saudi Energy\SEC RFP-C001631184\downloaded-rfp\SEC RFP-C001631184.xls
Saudi Energy | SEC RFP-C001631184 | 905887132 | 80 905887132 GLASS,SIGHT,OIL CIRCUIT B... | 80 905887132 GLASS,SIGHT,OIL CIRCUIT BREAKER,7 MM ID | 3 | ALLRFPs\Saudi Energy\SEC RFP-C001631184\downloaded-rfp\SEC RFP-C001631184.xls
Saudi Energy | SEC RFP-C001631184 | 905926450 | 90 905926450 GAUGE,BALL: | 90 905926450 GAUGE,BALL: | 3 | ALLRFPs\Saudi Energy\SEC RFP-C001631184\downloaded-rfp\SEC RFP-C001631184.xls
Saudi Energy | SEC RFP-C001631184 | 901401034 | 100 901401034 DIVIDER,FLOW,180 GPM FR,2... | 100 901401034 DIVIDER,FLOW,180 GPM FR,25 MM PORT SIZE | 1 | ALLRFPs\Saudi Energy\SEC RFP-C001631184\downloaded-rfp\SEC RFP-C001631184.xls
Saudi Energy | SEC RFP-C001631184 | 905861067 | 110 905861067 CABLE:IGNITION,(2) 16 AWG... | 110 905861067 CABLE:IGNITION,(2) 16 AWG X 1 M AND 950 | 4 | ALLRFPs\Saudi Energy\SEC RFP-C001631184\downloaded-rfp\SEC RFP-C001631184.xls
Saudi Energy | SEC RFP-C001631184 | 905888746 | 120 905888746 FUSE:LOW VOLTAGE,2 A,550 ... | 120 905888746 FUSE:LOW VOLTAGE,2 A,550 VAC/250 VDC,80 | 7 | ALLRFPs\Saudi Energy\SEC RFP-C001631184\downloaded-rfp\SEC RFP-C001631184.xls
Saudi Energy | SEC RFP-C001631184 | 905861030 | 130 905861030 BRUSH,ELEC,TURNING GEAR M... | 130 905861030 BRUSH,ELEC,TURNING GEAR MOTOR,CRBN,#1609 | 4 | ALLRFPs\Saudi Energy\SEC RFP-C001631184\downloaded-rfp\SEC RFP-C001631184.xls
Saudi Energy | SEC RFP-C001631184 | 901401058 | 140 901401058 ASSEMBLY,PULSE CLEANING A... | 140 901401058 ASSEMBLY,PULSE CLEANING AIR COMPRESSOR | 1 | ALLRFPs\Saudi Energy\SEC RFP-C001631184\downloaded-rfp\SEC RFP-C001631184.xls
Saudi Energy | SEC RFP-C001631184 | 902019026 | 150 902019026 ASSEMBLY,COMPRESSOR CASIN... | 150 902019026 ASSEMBLY,COMPRESSOR CASING & ROTOR,GAS T | 1 | ALLRFPs\Saudi Energy\SEC RFP-C001631184\downloaded-rfp\SEC RFP-C001631184.xls
Saudi Energy | SEC RFP-C001631184 | 905928564 | 160 905928564 RELAY:GP,10 A 250 VAC,120... | 160 905928564 RELAY:GP,10 A 250 VAC,120 VAC ,IP40,IEC | 1 | ALLRFPs\Saudi Energy\SEC RFP-C001631184\downloaded-rfp\SEC RFP-C001631184.xls
Saudi Energy | SEC RFP-C001631184 | 901019331 | 170 901019331 SHAFT,GEAR, HELICAL,280 M... | 170 901019331 SHAFT,GEAR, HELICAL,280 MM LG,STL | 1 | ALLRFPs\Saudi Energy\SEC RFP-C001631184\downloaded-rfp\SEC RFP-C001631184.xls
Saudi Energy | SEC RFP-C001631184 | 905863142 | 180 905863142 UNION,TUBE,STL,1 IN (25.4... | 180 905863142 UNION,TUBE,STL,1 IN (25.4 MM),COMP CONN | 2 | ALLRFPs\Saudi Energy\SEC RFP-C001631184\downloaded-rfp\SEC RFP-C001631184.xls
Saudi Energy | SEC RFP-C001631184 | 905866119 | 190 905866119 WASHER,FLAT,RD,STL,1/4 IN... | 190 905866119 WASHER,FLAT,RD,STL,1/4 IN ID,1/16 IN TH | 7 | ALLRFPs\Saudi Energy\SEC RFP-C001631184\downloaded-rfp\SEC RFP-C001631184.xls
Saudi Energy | SEC RFP-C001631184 | 905698619 | 200 905698619 WASHER:INSULATING,* | 200 905698619 WASHER:INSULATING,* | 64 | ALLRFPs\Saudi Energy\SEC RFP-C001631184\downloaded-rfp\SEC RFP-C001631184.xls
Saudi Energy | SEC RFP-C001631186 - 6001631186 | 903301565 | 10 903301565 CABLE,ELEC,CU,XLPE,185SQM... | 10 903301565 CABLE,ELEC,CU,XLPE,185SQMM,1,NA STRAND | 500 | ALLRFPs\Saudi Energy\SEC RFP-C001631186 - 6001631186\downloaded-rfp\SEC RFP-C001631186 - 6001631186.xls
Saudi Energy | SEC RFP-C001631188 - 6001631188 | 905776261 | 10 905776261 CABLE,ELEC,CU,XLPE,2000 S... | 10 905776261 CABLE,ELEC,CU,XLPE,2000 SQMM,1,#1X2000MM | 500 | ALLRFPs\Saudi Energy\SEC RFP-C001631188 - 6001631188\downloaded-rfp\SEC RFP-C001631188 - 6001631188.xls
Saudi Energy | SEC RFP-C001631188 - 6001631188 | 905779691 | 20 905779691 CABLE,ELEC,CU,XLPE,1600 S... | 20 905779691 CABLE,ELEC,CU,XLPE,1600 SQMM,1,#LDXASJ38 | 500 | ALLRFPs\Saudi Energy\SEC RFP-C001631188 - 6001631188\downloaded-rfp\SEC RFP-C001631188 - 6001631188.xls
Saudi Energy | SEC RFP-C001631188 - 6001631188 | 905779701 | 30 905779701 CABLE,ELEC,CU,XLPE,1000SQ... | 30 905779701 CABLE,ELEC,CU,XLPE,1000SQMM,1,#0H04E8012 | 500 | ALLRFPs\Saudi Energy\SEC RFP-C001631188 - 6001631188\downloaded-rfp\SEC RFP-C001631188 - 6001631188.xls
Saudi Energy | SEC RFP-C001631188 - 6001631188 | 905780856 | 40 905780856 CABLE,ELEC,CU,XLPE,1200SQ... | 40 905780856 CABLE,ELEC,CU,XLPE,1200SQMM,1,#1X1200SQM | 500 | ALLRFPs\Saudi Energy\SEC RFP-C001631188 - 6001631188\downloaded-rfp\SEC RFP-C001631188 - 6001631188.xls
Saudi Energy | SEC RFP-C001631188 - 6001631188 | 905916899 | 50 905916899 CABLE,ELEC,CU,XLPE,185/95... | 50 905916899 CABLE,ELEC,CU,XLPE,185/95 SQMM,3C,WH | 500 | ALLRFPs\Saudi Energy\SEC RFP-C001631188 - 6001631188\downloaded-rfp\SEC RFP-C001631188 - 6001631188.xls
Saudi Energy | SEC RFP-C001632406 - 6001632406 | 905776260 | 10 905776260 CABLE,ELEC,CU,XLPE,2000 S... | 10 905776260 CABLE,ELEC,CU,XLPE,2000 SQMM,1,#1X2000MM | 500 | ALLRFPs\Saudi Energy\SEC RFP-C001632406 - 6001632406\downloaded-rfp\SEC RFP-C001632406 - 6001632406.xls
Saudi Energy | SEC RFP-C001632406 - 6001632406 | 905779688 | 20 905779688 CABLE,ELEC,CU,XLPE,630SQM... | 20 905779688 CABLE,ELEC,CU,XLPE,630SQMM,1,#OZ0351 | 500 | ALLRFPs\Saudi Energy\SEC RFP-C001632406 - 6001632406\downloaded-rfp\SEC RFP-C001632406 - 6001632406.xls
Saudi Energy | SEC RFP-C001632406 - 6001632406 | 905772764 | 30 905772764 CABLE,ELEC,CU,XLPE,1600 S... | 30 905772764 CABLE,ELEC,CU,XLPE,1600 SQMM,1,#2XFK2Y1X | 500 | ALLRFPs\Saudi Energy\SEC RFP-C001632406 - 6001632406\downloaded-rfp\SEC RFP-C001632406 - 6001632406.xls
Saudi Energy | SEC RFP-C001633260 | 904206770 | 10 904206770 CONTROLLER,PROG LOGIC,#SP... | 10 904206770 CONTROLLER,PROG LOGIC,#SPRECONEC96 | 6 | ALLRFPs\Saudi Energy\SEC RFP-C001633260\downloaded-rfp\SEC RFP-C001633260.xls
Saudi Energy | SEC RFP-C001633260 | 900600045 | 20 900600045 MODULE:INPUT, | 20 900600045 MODULE:INPUT, | 3 | ALLRFPs\Saudi Energy\SEC RFP-C001633260\downloaded-rfp\SEC RFP-C001633260.xls
Saudi Energy | SEC RFP-C001633260 | 900600046 | 30 900600046 MODULE:CONTROL,STM-1 TRAN... | 30 900600046 MODULE:CONTROL,STM-1 TRANSMISSION UNIT,C | 10 | ALLRFPs\Saudi Energy\SEC RFP-C001633260\downloaded-rfp\SEC RFP-C001633260.xls
Saudi Energy | SEC RFP-C001633260 | 902020471 | 40 902020471 MODULE:CONTROL,BUS ACCESS... | 40 902020471 MODULE:CONTROL,BUS ACCESS (VC-12),COMMUN | 8 | ALLRFPs\Saudi Energy\SEC RFP-C001633260\downloaded-rfp\SEC RFP-C001633260.xls
Saudi Energy | SEC RFP-C001633260 | 902020709 | 50 902020709 MODULE:CONTROL,TELEPROTEC... | 50 902020709 MODULE:CONTROL,TELEPROTECTION AND BINARY | 8 | ALLRFPs\Saudi Energy\SEC RFP-C001633260\downloaded-rfp\SEC RFP-C001633260.xls
Saudi Energy | SEC RFP-C001633260 | 903107379 | 60 903107379 HUB,NETWORK,270 MM WD X 1... | 60 903107379 HUB,NETWORK,270 MM WD X 171 MM HT X 45 M | 5 | ALLRFPs\Saudi Energy\SEC RFP-C001633260\downloaded-rfp\SEC RFP-C001633260.xls
Saudi Energy | SEC RFP-C001633260 | 903300654 | 70 903300654 MODULE:CONTROL,MULTI PIN ... | 70 903300654 MODULE:CONTROL,MULTI PIN CONNECTOR,SDH I | 5 | ALLRFPs\Saudi Energy\SEC RFP-C001633260\downloaded-rfp\SEC RFP-C001633260.xls
Saudi Energy | SEC RFP-C001633260 | 904000071 | 80 904000071 PROCESSOR,CONTROL AND MON... | 80 904000071 PROCESSOR,CONTROL AND MONITORING UNIT,#P | 2 | ALLRFPs\Saudi Energy\SEC RFP-C001633260\downloaded-rfp\SEC RFP-C001633260.xls
Saudi Energy | SEC RFP-C001633260 | 904020015 | 90 904020015 MODULE:INPUT,OPTICAL PORT... | 90 904020015 MODULE:INPUT,OPTICAL PORT 4,U-NODE BBM, | 5 | ALLRFPs\Saudi Energy\SEC RFP-C001633260\downloaded-rfp\SEC RFP-C001633260.xls
Saudi Energy | SEC RFP-C001633260 | 904020018 | 100 904020018 MODULE:CONTROL,SDH INTERF... | 100 904020018 MODULE:CONTROL,SDH INTERFACE 16,OPTICAL | 5 | ALLRFPs\Saudi Energy\SEC RFP-C001633260\downloaded-rfp\SEC RFP-C001633260.xls
Saudi Energy | SEC RFP-C001633260 | 904503016 | 110 904503016 MODULE:CONTROL,SDH INTERF... | 110 904503016 MODULE:CONTROL,SDH INTERFACE 16,OPTICAL | 3 | ALLRFPs\Saudi Energy\SEC RFP-C001633260\downloaded-rfp\SEC RFP-C001633260.xls
Saudi Energy | SEC RFP-C001633260 | 900600047 | 120 900600047 WIRE:OPTICAL-GROUND,TIGHT... | 120 900600047 WIRE:OPTICAL-GROUND,TIGHT BUFFERED,24,10 | 10,000 | ALLRFPs\Saudi Energy\SEC RFP-C001633260\downloaded-rfp\SEC RFP-C001633260.xls
Saudi Energy | SEC RFP-C001633260 | 900600048 | 130 900600048 WIRE:OPTICAL-GROUND,SINGL... | 130 900600048 WIRE:OPTICAL-GROUND,SINGLE MODE,48,3.5 M | 10,000 | ALLRFPs\Saudi Energy\SEC RFP-C001633260\downloaded-rfp\SEC RFP-C001633260.xls
Saudi Energy | SEC RFP-C001633260 | 900600063 | 140 900600063 CONN,FBROPT,PLST,SINGLE A... | 140 900600063 CONN,FBROPT,PLST,SINGLE AND MULTI MODE | 10 | ALLRFPs\Saudi Energy\SEC RFP-C001633260\downloaded-rfp\SEC RFP-C001633260.xls
Saudi Energy | SEC RFP-C001633704 | 902465298 | 10 902465298 BLOCK,BULK NOUN:RUBBER,FO... | 10 902465298 BLOCK,BULK NOUN:RUBBER,FOR JETTY MOORING | 40 | ALLRFPs\Saudi Energy\SEC RFP-C001633704\downloaded-rfp\SEC RFP-C001633704.xls
Saudi Energy | SEC RFP-C001633704 | 901323770 | 20 901323770 SPRING,EXTN,STL,12MM DIA,... | 20 901323770 SPRING,EXTN,STL,12MM DIA,280 MM LG,#TPV0 | 750 | ALLRFPs\Saudi Energy\SEC RFP-C001633704\downloaded-rfp\SEC RFP-C001633704.xls
Saudi Energy | SEC RFP-C001633704 | 902468425 | 30 902468425 SENSOR,BULK NOUN:THREADED... | 30 902468425 SENSOR,BULK NOUN:THREADED,BRAZZ,ENGINE/ | 2 | ALLRFPs\Saudi Energy\SEC RFP-C001633704\downloaded-rfp\SEC RFP-C001633704.xls
Saudi Energy | SEC RFP-C001633704 | 902468427 | 40 902468427 SENSOR,BULK NOUN:THREAD,S... | 40 902468427 SENSOR,BULK NOUN:THREAD,SS,ENGINE/PRESSU | 2 | ALLRFPs\Saudi Energy\SEC RFP-C001633704\downloaded-rfp\SEC RFP-C001633704.xls
Saudi Energy | SEC RFP-C001633704 | 902468435 | 50 902468435 SPRTR:BULK NOUN,CONN:BOLT... | 50 902468435 SPRTR:BULK NOUN,CONN:BOLT,,MATL:GALVANIZ | 50 | ALLRFPs\Saudi Energy\SEC RFP-C001633704\downloaded-rfp\SEC RFP-C001633704.xls
Saudi Energy | SEC RFP-C001633704 | 901409369 | 60 901409369 KIT,MOUNTING AND DISMENTA... | 60 901409369 KIT,MOUNTING AND DISMENTALLING | 2 | ALLRFPs\Saudi Energy\SEC RFP-C001633704\downloaded-rfp\SEC RFP-C001633704.xls
Saudi Energy | SEC RFP-C001633704 | 901412011 | 70 901412011 ELBOW,CONDT,DEG,RAD,#4401... | 70 901412011 ELBOW,CONDT,DEG,RAD,#44014 | 2 | ALLRFPs\Saudi Energy\SEC RFP-C001633704\downloaded-rfp\SEC RFP-C001633704.xls
Saudi Energy | SEC RFP-C001633704 | 901426609 | 80 901426609 VENTILATOR,NON-POWERED: | 80 901426609 VENTILATOR,NON-POWERED: | 2 | ALLRFPs\Saudi Energy\SEC RFP-C001633704\downloaded-rfp\SEC RFP-C001633704.xls
Saudi Energy | SEC RFP-C001633704 | 901416379 | 90 901416379 WASHER,FLAT,ID,TH,#DWGNO4... | 90 901416379 WASHER,FLAT,ID,TH,#DWGNO46790002PART9405 | 4 | ALLRFPs\Saudi Energy\SEC RFP-C001633704\downloaded-rfp\SEC RFP-C001633704.xls
Saudi Energy | SEC RFP-C001633704 | 901416381 | 100 901416381 WASHER,FLAT,ID,TH,#DWGNO4... | 100 901416381 WASHER,FLAT,ID,TH,#DWGNO46790002PART9405 | 4 | ALLRFPs\Saudi Energy\SEC RFP-C001633704\downloaded-rfp\SEC RFP-C001633704.xls
Saudi Energy | SEC RFP-C001633704 | 901416383 | 110 901416383 WASHER,FLAT,ID,TH,#DWGNO4... | 110 901416383 WASHER,FLAT,ID,TH,#DWGNO46790002PART9405 | 4 | ALLRFPs\Saudi Energy\SEC RFP-C001633704\downloaded-rfp\SEC RFP-C001633704.xls
Saudi Energy | SEC RFP-C001633704 | 901416401 | 120 901416401 WASHER,FLAT,ID,TH,#DWGNO4... | 120 901416401 WASHER,FLAT,ID,TH,#DWGNO49800053PART4900 | 4 | ALLRFPs\Saudi Energy\SEC RFP-C001633704\downloaded-rfp\SEC RFP-C001633704.xls
Saudi Energy | SEC RFP-C001633704 | 901412789 | 130 901412789 KIT,BULK NOUN: | 130 901412789 KIT,BULK NOUN: | 2 | ALLRFPs\Saudi Energy\SEC RFP-C001633704\downloaded-rfp\SEC RFP-C001633704.xls
Saudi Energy | SEC RFP-C001633704 | 901412921 | 140 901412921 JACKET,BULK NOUN: | 140 901412921 JACKET,BULK NOUN: | 40 | ALLRFPs\Saudi Energy\SEC RFP-C001633704\downloaded-rfp\SEC RFP-C001633704.xls
Saudi Energy | SEC RFP-C001633704 | 901213361 | 150 901213361 WASHER,FLAT,RD,A2A,6.4 MM... | 150 901213361 WASHER,FLAT,RD,A2A,6.4 MM ID,1.6 MM TH | 8 | ALLRFPs\Saudi Energy\SEC RFP-C001633704\downloaded-rfp\SEC RFP-C001633704.xls
Saudi Energy | SEC RFP-C001633704 | 901325305 | 160 901325305 SPRING:DISC,CONICAL,30.5 ... | 160 901325305 SPRING:DISC,CONICAL,30.5 MM ID X 70 MM O | 180 | ALLRFPs\Saudi Energy\SEC RFP-C001633704\downloaded-rfp\SEC RFP-C001633704.xls
Saudi Energy | SEC RFP-C001633704 | 901411576 | 170 901411576 WASHER,FLAT,ID,TH,#REFNO2... | 170 901411576 WASHER,FLAT,ID,TH,#REFNO245956000170PART | 6 | ALLRFPs\Saudi Energy\SEC RFP-C001633704\downloaded-rfp\SEC RFP-C001633704.xls
Saudi Energy | SEC RFP-C001633704 | 901411577 | 180 901411577 WASHER,FLAT,ID,TH,#REFNO2... | 180 901411577 WASHER,FLAT,ID,TH,#REFNO245956000170PART | 6 | ALLRFPs\Saudi Energy\SEC RFP-C001633704\downloaded-rfp\SEC RFP-C001633704.xls
Saudi Energy | SEC RFP-C001633704 | 901411578 | 190 901411578 WASHER,FLAT,ID,TH,#REFNO2... | 190 901411578 WASHER,FLAT,ID,TH,#REFNO245956000170PART | 6 | ALLRFPs\Saudi Energy\SEC RFP-C001633704\downloaded-rfp\SEC RFP-C001633704.xls
Saudi Energy | SEC RFP-C001633704 | 901411579 | 200 901411579 WASHER,FLAT,ID,TH,#REFNO2... | 200 901411579 WASHER,FLAT,ID,TH,#REFNO245956000170PART | 6 | ALLRFPs\Saudi Energy\SEC RFP-C001633704\downloaded-rfp\SEC RFP-C001633704.xls
Saudi Energy | SEC RFP-C001633704 | 900461661 | 210 900461661 REGULATOR,PRES,STL,70 PSI... | 210 900461661 REGULATOR,PRES,STL,70 PSI IP,40 PSI OP | 2 | ALLRFPs\Saudi Energy\SEC RFP-C001633704\downloaded-rfp\SEC RFP-C001633704.xls
Saudi Energy | SEC RFP-C001633704 | 901407388 | 220 901407388 KIT,5500SC SILICA SINGLE ... | 220 901407388 KIT,5500SC SILICA SINGLE CHANNEL ANALYZE | 3 | ALLRFPs\Saudi Energy\SEC RFP-C001633704\downloaded-rfp\SEC RFP-C001633704.xls
Saudi Energy | SEC RFP-C001633704 | 901304298 | 230 901304298 FITTING,COMPRESSION,1/2 I... | 230 901304298 FITTING,COMPRESSION,1/2 IN NPT,SST 304 | 100 | ALLRFPs\Saudi Energy\SEC RFP-C001633704\downloaded-rfp\SEC RFP-C001633704.xls
Saudi Energy | SEC RFP-C001633704 | 901304299 | 240 901304299 FITTING,COMPRESSION,1/4 I... | 240 901304299 FITTING,COMPRESSION,1/4 IN NPT,SST 304 | 100 | ALLRFPs\Saudi Energy\SEC RFP-C001633704\downloaded-rfp\SEC RFP-C001633704.xls
Saudi Energy | SEC RFP-C001633704 | 901109250 | 250 901109250 INTERFACE, | 250 901109250 INTERFACE, | 2 | ALLRFPs\Saudi Energy\SEC RFP-C001633704\downloaded-rfp\SEC RFP-C001633704.xls
Saudi Energy | SEC RFP-C001633704 | 902466803 | 260 902466803 FAN,AXIAL FLOW:1705 QV / ... | 260 902466803 FAN,AXIAL FLOW:1705 QV / M3/H,230/400V 5 | 2 | ALLRFPs\Saudi Energy\SEC RFP-C001633704\downloaded-rfp\SEC RFP-C001633704.xls
Saudi Energy | SEC RFP-C001633704 | 902468411 | 270 902468411 FILTER,MOISTURE:PAPER,STE... | 270 902468411 FILTER,MOISTURE:PAPER,STEEL,114 UNS2B TH | 3 | ALLRFPs\Saudi Energy\SEC RFP-C001633704\downloaded-rfp\SEC RFP-C001633704.xls
Saudi Energy | SEC RFP-C001633704 | 901416427 | 280 901416427 HOSE,NON-METALLIC: | 280 901416427 HOSE,NON-METALLIC: | 2 | ALLRFPs\Saudi Energy\SEC RFP-C001633704\downloaded-rfp\SEC RFP-C001633704.xls
Saudi Energy | SEC RFP-C001633704 | 901416426 | 290 901416426 HOSE,NON-METALLIC: | 290 901416426 HOSE,NON-METALLIC: | 2 | ALLRFPs\Saudi Energy\SEC RFP-C001633704\downloaded-rfp\SEC RFP-C001633704.xls
Saudi Energy | SEC RFP-C001633704 | 901499553 | 300 901499553 INSULATION:THERMAL,TO PRE... | 300 901499553 INSULATION:THERMAL,TO PREVENT HEAT LOSS, | 14 | ALLRFPs\Saudi Energy\SEC RFP-C001633704\downloaded-rfp\SEC RFP-C001633704.xls
Saudi Energy | SEC RFP-C001633704 | 901416390 | 310 901416390 BALL,BULK NOUN: | 310 901416390 BALL,BULK NOUN: | 106 | ALLRFPs\Saudi Energy\SEC RFP-C001633704\downloaded-rfp\SEC RFP-C001633704.xls
Saudi Energy | SEC RFP-C001633704 | 901416400 | 320 901416400 BALL,BULK NOUN: | 320 901416400 BALL,BULK NOUN: | 70 | ALLRFPs\Saudi Energy\SEC RFP-C001633704\downloaded-rfp\SEC RFP-C001633704.xls
Saudi Energy | SEC RFP-C001633704 | 901413099 | 330 901413099 COVER,BULK NOUN: | 330 901413099 COVER,BULK NOUN: | 1 | ALLRFPs\Saudi Energy\SEC RFP-C001633704\downloaded-rfp\SEC RFP-C001633704.xls
Saudi Energy | SEC RFP-C001633704 | 901413108 | 340 901413108 COVER,BULK NOUN: | 340 901413108 COVER,BULK NOUN: | 1 | ALLRFPs\Saudi Energy\SEC RFP-C001633704\downloaded-rfp\SEC RFP-C001633704.xls
Saudi Energy | SEC RFP-C001633704 | 901424787 | 350 901424787 STUD,ALL-THREAD,DIA,LG,#2... | 350 901424787 STUD,ALL-THREAD,DIA,LG,#22BNT60034100L | 16 | ALLRFPs\Saudi Energy\SEC RFP-C001633704\downloaded-rfp\SEC RFP-C001633704.xls
Saudi Energy | SEC RFP-C001633704 | 901424751 | 360 901424751 STUD,ALL-THREAD,DIA,LG,#2... | 360 901424751 STUD,ALL-THREAD,DIA,LG,#22BNSH0058115L | 12 | ALLRFPs\Saudi Energy\SEC RFP-C001633704\downloaded-rfp\SEC RFP-C001633704.xls
Saudi Energy | SEC RFP-C001633704 | 901424764 | 370 901424764 STUD,ALL-THREAD,DIA,LG,#2... | 370 901424764 STUD,ALL-THREAD,DIA,LG,#22BNSL0058115L | 12 | ALLRFPs\Saudi Energy\SEC RFP-C001633704\downloaded-rfp\SEC RFP-C001633704.xls
Saudi Energy | SEC RFP-C001633704 | 901424843 | 380 901424843 STUD,ALL-THREAD,DIA,LG,#2... | 380 901424843 STUD,ALL-THREAD,DIA,LG,#22BNT70058125L | 12 | ALLRFPs\Saudi Energy\SEC RFP-C001633704\downloaded-rfp\SEC RFP-C001633704.xls
Saudi Energy | SEC RFP-C001633704 | 901409330 | 390 901409330 KIT,EDG AIR COMPRESSOR | 390 901409330 KIT,EDG AIR COMPRESSOR | 4 | ALLRFPs\Saudi Energy\SEC RFP-C001633704\downloaded-rfp\SEC RFP-C001633704.xls
Saudi Energy | SEC RFP-C001633704 | 901409332 | 400 901409332 KIT,EDG AIR COMPRESSOR | 400 901409332 KIT,EDG AIR COMPRESSOR | 4 | ALLRFPs\Saudi Energy\SEC RFP-C001633704\downloaded-rfp\SEC RFP-C001633704.xls
Saudi Energy | SEC RFP-C001633704 | 901411344 | 410 901411344 PLATE,BULK NOUN: | 410 901411344 PLATE,BULK NOUN: | 15 | ALLRFPs\Saudi Energy\SEC RFP-C001633704\downloaded-rfp\SEC RFP-C001633704.xls
Saudi Energy | SEC RFP-C001633704 | 901411346 | 420 901411346 PLATE,BULK NOUN: | 420 901411346 PLATE,BULK NOUN: | 35 | ALLRFPs\Saudi Energy\SEC RFP-C001633704\downloaded-rfp\SEC RFP-C001633704.xls
Saudi Energy | SEC RFP-C001633704 | 901206426 | 430 901206426 PLATE,1ST PASS RO PRESSUR... | 430 901206426 PLATE,1ST PASS RO PRESSURE VESSEL,204 MM | 15 | ALLRFPs\Saudi Energy\SEC RFP-C001633704\downloaded-rfp\SEC RFP-C001633704.xls
Saudi Energy | SEC RFP-C001633704 | 901411342 | 440 901411342 RING,BULK NOUN: | 440 901411342 RING,BULK NOUN: | 7 | ALLRFPs\Saudi Energy\SEC RFP-C001633704\downloaded-rfp\SEC RFP-C001633704.xls
Saudi Energy | SEC RFP-C001633704 | 901206428 | 450 901206428 RING,1ST PASS RO PRESSURE... | 450 901206428 RING,1ST PASS RO PRESSURE VESSEL,3 INCH | 24 | ALLRFPs\Saudi Energy\SEC RFP-C001633704\downloaded-rfp\SEC RFP-C001633704.xls
Saudi Energy | SEC RFP-C001633704 | 901206429 | 460 901206429 RING,1ST PASS RO PRESSURE... | 460 901206429 RING,1ST PASS RO PRESSURE VESSEL,3 INCH | 9 | ALLRFPs\Saudi Energy\SEC RFP-C001633704\downloaded-rfp\SEC RFP-C001633704.xls
Saudi Energy | SEC RFP-C001633704 | 901213410 | 470 901213410 RING,DESALINATION PLANT,2... | 470 901213410 RING,DESALINATION PLANT,206 MM DIA X 5 M | 13 | ALLRFPs\Saudi Energy\SEC RFP-C001633704\downloaded-rfp\SEC RFP-C001633704.xls
Saudi Energy | SEC RFP-C001633704 | 900461817 | 480 900461817 KIT,BULK NOUN:WASHER, GAS... | 480 900461817 KIT,BULK NOUN:WASHER, GASKET,ORING,EDG/ | 2 | ALLRFPs\Saudi Energy\SEC RFP-C001633704\downloaded-rfp\SEC RFP-C001633704.xls
Saudi Energy | SEC RFP-C001633704 | 900461819 | 490 900461819 KIT,BULK NOUN:GASKET, ORI... | 490 900461819 KIT,BULK NOUN:GASKET, ORING, WASHER, SEA | 2 | ALLRFPs\Saudi Energy\SEC RFP-C001633704\downloaded-rfp\SEC RFP-C001633704.xls
Saudi Energy | SEC RFP-C001633704 | 901409319 | 500 901409319 KIT,EDG DIAPHRAGM PUMP,O ... | 500 901409319 KIT,EDG DIAPHRAGM PUMP,O RINGS , GASKET | 2 | ALLRFPs\Saudi Energy\SEC RFP-C001633704\downloaded-rfp\SEC RFP-C001633704.xls
Saudi Energy | SEC RFP-C001633704 | 901421357 | 510 901421357 SLEEVE,BULK NOUN: | 510 901421357 SLEEVE,BULK NOUN: | 2 | ALLRFPs\Saudi Energy\SEC RFP-C001633704\downloaded-rfp\SEC RFP-C001633704.xls
Saudi Energy | SEC RFP-C001633704 | 901100986 | 520 901100986 CONVERTER,SIGNAL,#TV500L1... | 520 901100986 CONVERTER,SIGNAL,#TV500L1005 | 1 | ALLRFPs\Saudi Energy\SEC RFP-C001633704\downloaded-rfp\SEC RFP-C001633704.xls
Saudi Energy | SEC RFP-C001633704 | 901400151 | 530 901400151 HOSE,WATER,RBR,1 1/2 INCH... | 530 901400151 HOSE,WATER,RBR,1 1/2 INCH,300MM LG,#2180 | 1 | ALLRFPs\Saudi Energy\SEC RFP-C001633704\downloaded-rfp\SEC RFP-C001633704.xls
Saudi Energy | SEC RFP-C001633704 | 902501321 | 540 902501321 MODULE:CONTROL,SYNCHRONIS... | 540 902501321 MODULE:CONTROL,SYNCHRONISM CHECK,SEPAM S | 1 | ALLRFPs\Saudi Energy\SEC RFP-C001633704\downloaded-rfp\SEC RFP-C001633704.xls
Saudi Energy | SEC RFP-C001633704 | 905844713 | 550 905844713 KIT:BULK NOUN,PRELUBRICAT... | 550 905844713 KIT:BULK NOUN,PRELUBRICATION PUMP,GEAR , | 1 | ALLRFPs\Saudi Energy\SEC RFP-C001633704\downloaded-rfp\SEC RFP-C001633704.xls
Saudi Energy | SEC RFP-C001633704 | 905844732 | 560 905844732 HOSE:NON-METALLIC,AIR,RUB... | 560 905844732 HOSE:NON-METALLIC,AIR,RUBBER,A-A-59270A | 1 | ALLRFPs\Saudi Energy\SEC RFP-C001633704\downloaded-rfp\SEC RFP-C001633704.xls
Saudi Energy | SEC RFP-C001633704 | 905935494 | 570 905935494 RELAY,CUR,INST,8NO3NC,48-... | 570 905935494 RELAY,CUR,INST,8NO3NC,48-150 V DC,#MICOM | 1 | ALLRFPs\Saudi Energy\SEC RFP-C001633704\downloaded-rfp\SEC RFP-C001633704.xls
Saudi Energy | SEC RFP-C001633704 | 901412075 | 580 901412075 CRANKSHAFT,COMPRESSOR: | 580 901412075 CRANKSHAFT,COMPRESSOR: | 1 | ALLRFPs\Saudi Energy\SEC RFP-C001633704\downloaded-rfp\SEC RFP-C001633704.xls
Saudi Energy | SEC RFP-C001633704 | 901323983 | 590 901323983 WASHER,LOCK,STEEL ZINC CO... | 590 901323983 WASHER,LOCK,STEEL ZINC COATED,24MM,#NB33 | 12 | ALLRFPs\Saudi Energy\SEC RFP-C001633704\downloaded-rfp\SEC RFP-C001633704.xls
Saudi Energy | SEC RFP-C001633704 | 901499313 | 600 901499313 SCREW,CAP,STEEL GALVANNEA... | 600 901499313 SCREW,CAP,STEEL GALVANNEALED,8 MM DIA,#N | 10 | ALLRFPs\Saudi Energy\SEC RFP-C001633704\downloaded-rfp\SEC RFP-C001633704.xls
Saudi Energy | SEC RFP-C001633704 | 901416409 | 610 901416409 BRACKET,BULK NOUN: | 610 901416409 BRACKET,BULK NOUN: | 1 | ALLRFPs\Saudi Energy\SEC RFP-C001633704\downloaded-rfp\SEC RFP-C001633704.xls
Saudi Energy | SEC RFP-C001634255 | 901100523 | 10 901100523 SEAL,ADJUST,1-1/4 IN WD X... | 10 901100523 SEAL,ADJUST,1-1/4 IN WD X 12 IN LG X 7/6 | 18 | ALLRFPs\Saudi Energy\SEC RFP-C001634255\downloaded-rfp\SEC RFP-C001634255.xls
Saudi Energy | SEC RFP-C001634255 | 901100538 | 20 901100538 SEAL,HORIZONTAL JOINT,19 ... | 20 901100538 SEAL,HORIZONTAL JOINT,19 MM WD X 129 MM | 2 | ALLRFPs\Saudi Energy\SEC RFP-C001634255\downloaded-rfp\SEC RFP-C001634255.xls
Saudi Energy | SEC RFP-C001634255 | 901100539 | 30 901100539 SEAL,HORIZONTAL JOINT,19 ... | 30 901100539 SEAL,HORIZONTAL JOINT,19 MM WD X 112 MM | 2 | ALLRFPs\Saudi Energy\SEC RFP-C001634255\downloaded-rfp\SEC RFP-C001634255.xls
Saudi Energy | SEC RFP-C001634255 | 901100547 | 40 901100547 SEAL,HORIZONTAL JOINT,19 ... | 40 901100547 SEAL,HORIZONTAL JOINT,19 MM WD X 129 MM | 2 | ALLRFPs\Saudi Energy\SEC RFP-C001634255\downloaded-rfp\SEC RFP-C001634255.xls
Saudi Energy | SEC RFP-C001634255 | 901100628 | 50 901100628 SEAL,HORIZONTAL JOINT,19 ... | 50 901100628 SEAL,HORIZONTAL JOINT,19 MM WD X 138.5 M | 2 | ALLRFPs\Saudi Energy\SEC RFP-C001634255\downloaded-rfp\SEC RFP-C001634255.xls
Saudi Energy | SEC RFP-C001634255 | 901101414 | 60 901101414 SEAL,CLOTH,21.5 MM WD X 3... | 60 901101414 SEAL,CLOTH,21.5 MM WD X 3 MM THK,STL | 10 | ALLRFPs\Saudi Energy\SEC RFP-C001634255\downloaded-rfp\SEC RFP-C001634255.xls
Saudi Energy | SEC RFP-C001634255 | 901101423 | 70 901101423 SEAL,JOINT HORIZONTAL,19 ... | 70 901101423 SEAL,JOINT HORIZONTAL,19 MM WD X 3 MM TH | 4 | ALLRFPs\Saudi Energy\SEC RFP-C001634255\downloaded-rfp\SEC RFP-C001634255.xls
Saudi Energy | SEC RFP-C001634255 | 901101432 | 80 901101432 SEAL,CLOTH,21.5 MM WD X 3... | 80 901101432 SEAL,CLOTH,21.5 MM WD X 3 MM THK,STL | 10 | ALLRFPs\Saudi Energy\SEC RFP-C001634255\downloaded-rfp\SEC RFP-C001634255.xls
Saudi Energy | SEC RFP-C001634255 | 901101433 | 90 901101433 SEAL,CLOTH,21.5 MM WD X 3... | 90 901101433 SEAL,CLOTH,21.5 MM WD X 3 MM THK,STL | 10 | ALLRFPs\Saudi Energy\SEC RFP-C001634255\downloaded-rfp\SEC RFP-C001634255.xls
Saudi Energy | SEC RFP-C001634255 | 901101437 | 100 901101437 SEAL,JOINT HORIZONTAL,19 ... | 100 901101437 SEAL,JOINT HORIZONTAL,19 MM WD X 3 MM TH | 2 | ALLRFPs\Saudi Energy\SEC RFP-C001634255\downloaded-rfp\SEC RFP-C001634255.xls
Saudi Energy | SEC RFP-C001634255 | 901101440 | 110 901101440 SEAL,JOINT HORIZONTAL,19 ... | 110 901101440 SEAL,JOINT HORIZONTAL,19 MM WD X 3 MM TH | 2 | ALLRFPs\Saudi Energy\SEC RFP-C001634255\downloaded-rfp\SEC RFP-C001634255.xls
Saudi Energy | SEC RFP-C001634255 | 901101441 | 120 901101441 SEAL,CLOTH,21.5 MM WD X 3... | 120 901101441 SEAL,CLOTH,21.5 MM WD X 3 MM THK,STL | 10 | ALLRFPs\Saudi Energy\SEC RFP-C001634255\downloaded-rfp\SEC RFP-C001634255.xls
Saudi Energy | SEC RFP-C001634255 | 901101442 | 130 901101442 SEAL,CLOTH,21.5 MM WD X 3... | 130 901101442 SEAL,CLOTH,21.5 MM WD X 3 MM THK,STL | 10 | ALLRFPs\Saudi Energy\SEC RFP-C001634255\downloaded-rfp\SEC RFP-C001634255.xls
Saudi Energy | SEC RFP-C001634255 | 901101443 | 140 901101443 SEAL,CLOTH,21.5 MM WD X 3... | 140 901101443 SEAL,CLOTH,21.5 MM WD X 3 MM THK,STL | 10 | ALLRFPs\Saudi Energy\SEC RFP-C001634255\downloaded-rfp\SEC RFP-C001634255.xls
Saudi Energy | SEC RFP-C001634255 | 902509800 | 150 902509800 SEAL,SEAL,BRAIDED WIRE RO... | 150 902509800 SEAL,SEAL,BRAIDED WIRE ROPE;6F | 2 | ALLRFPs\Saudi Energy\SEC RFP-C001634255\downloaded-rfp\SEC RFP-C001634255.xls
Saudi Energy | SEC RFP-C001634255 | 905783295 | 160 905783295 SEAL,JOINT HORIZONTAL,19 ... | 160 905783295 SEAL,JOINT HORIZONTAL,19 MM WD X 3 MM TH | 2 | ALLRFPs\Saudi Energy\SEC RFP-C001634255\downloaded-rfp\SEC RFP-C001634255.xls
Saudi Energy | SEC RFP-C001634255 | 902509852 | 170 902509852 WIRE,LOCKWIRE, 7FA/B STG ... | 170 902509852 WIRE,LOCKWIRE, 7FA/B STG 1/2 | 2 | ALLRFPs\Saudi Energy\SEC RFP-C001634255\downloaded-rfp\SEC RFP-C001634255.xls
Saudi Energy | SEC RFP-C001634255 | 902509548 | 180 902509548 GUIDE,TUBE,TC STG 1 | 180 902509548 GUIDE,TUBE,TC STG 1 | 2 | ALLRFPs\Saudi Energy\SEC RFP-C001634255\downloaded-rfp\SEC RFP-C001634255.xls
Saudi Energy | SEC RFP-C001634255 | 902507406 | 190 902507406 WIRE:THERMOCOUPLE,18 AWG,... | 190 902507406 WIRE:THERMOCOUPLE,18 AWG,30 M LG,2 CORE | 4 | ALLRFPs\Saudi Energy\SEC RFP-C001634255\downloaded-rfp\SEC RFP-C001634255.xls
Saudi Energy | SEC RFP-C001634255 | 902008376 | 200 902008376 CABLE:INSTRUMENTATION,VIB... | 200 902008376 CABLE:INSTRUMENTATION,VIBRATION SENSOR,3 | 4 | ALLRFPs\Saudi Energy\SEC RFP-C001634255\downloaded-rfp\SEC RFP-C001634255.xls
Saudi Energy | SEC RFP-C001634255 | 901100544 | 210 901100544 STRIP,SEAL, HOT GAS PATH,... | 210 901100544 STRIP,SEAL, HOT GAS PATH, GAS TURBINE,20 | 8 | ALLRFPs\Saudi Energy\SEC RFP-C001634255\downloaded-rfp\SEC RFP-C001634255.xls
Saudi Energy | SEC RFP-C001634255 | 901100556 | 220 901100556 STRIP,SEAL, HOT GAS PATH,... | 220 901100556 STRIP,SEAL, HOT GAS PATH, GAS TURBINE,10 | 20 | ALLRFPs\Saudi Energy\SEC RFP-C001634255\downloaded-rfp\SEC RFP-C001634255.xls
Saudi Energy | SEC RFP-C001634255 | 901100179 | 230 901100179 STRIP,SEALING STRIP,21.5 ... | 230 901100179 STRIP,SEALING STRIP,21.5 MM WD X 135 MM | 25 | ALLRFPs\Saudi Energy\SEC RFP-C001634255\downloaded-rfp\SEC RFP-C001634255.xls
Saudi Energy | SEC RFP-C001634255 | 901100180 | 240 901100180 STRIP,SEALING STRIP,21.5 ... | 240 901100180 STRIP,SEALING STRIP,21.5 MM WD X 130 MM | 25 | ALLRFPs\Saudi Energy\SEC RFP-C001634255\downloaded-rfp\SEC RFP-C001634255.xls
Saudi Energy | SEC RFP-C001634255 | 901100181 | 250 901100181 STRIP,SEALING STRIP,19 MM... | 250 901100181 STRIP,SEALING STRIP,19 MM WD X 116 MM LG | 25 | ALLRFPs\Saudi Energy\SEC RFP-C001634255\downloaded-rfp\SEC RFP-C001634255.xls
Saudi Energy | SEC RFP-C001634255 | 901100182 | 260 901100182 STRIP,SEALING STRIP,19 MM... | 260 901100182 STRIP,SEALING STRIP,19 MM WD X 126 MM LG | 25 | ALLRFPs\Saudi Energy\SEC RFP-C001634255\downloaded-rfp\SEC RFP-C001634255.xls
Saudi Energy | SEC RFP-C001634255 | 901100476 | 270 901100476 STRIP,SEALING,21.5 MM WD ... | 270 901100476 STRIP,SEALING,21.5 MM WD X 50 MM LG X 3 | 25 | ALLRFPs\Saudi Energy\SEC RFP-C001634255\downloaded-rfp\SEC RFP-C001634255.xls
Saudi Energy | SEC RFP-C001634255 | 901100477 | 280 901100477 STRIP,SEALING,20 MM WD X ... | 280 901100477 STRIP,SEALING,20 MM WD X 92 MM LG X 3 MM | 25 | ALLRFPs\Saudi Energy\SEC RFP-C001634255\downloaded-rfp\SEC RFP-C001634255.xls
Saudi Energy | SEC RFP-C001634255 | 901100553 | 290 901100553 STRIP,STRIP, SEALING CLOT... | 290 901100553 STRIP,STRIP, SEALING CLOTH,21.5 MM WD X | 25 | ALLRFPs\Saudi Energy\SEC RFP-C001634255\downloaded-rfp\SEC RFP-C001634255.xls
Saudi Energy | SEC RFP-C001634255 | 901100612 | 300 901100612 GASKET,TURBINE,NON SPIRAL... | 300 901100612 GASKET,TURBINE,NON SPIRAL,SQUIRE (ROLL), | 2 | ALLRFPs\Saudi Energy\SEC RFP-C001634255\downloaded-rfp\SEC RFP-C001634255.xls
Saudi Energy | SEC RFP-C001634255 | 901100629 | 310 901100629 STRIP,SEALING,13.5 MM WD ... | 310 901100629 STRIP,SEALING,13.5 MM WD X 180 MM LG X 3 | 25 | ALLRFPs\Saudi Energy\SEC RFP-C001634255\downloaded-rfp\SEC RFP-C001634255.xls
Saudi Energy | SEC RFP-C001634307 | 905686217 | 10 905686217 SHAFT,TOP,1.99 X 1.00 LH ... | 10 905686217 SHAFT,TOP,1.99 X 1.00 LH X 52.5 F/1WNA,S | 2 | ALLRFPs\Saudi Energy\SEC RFP-C001634307\downloaded-rfp\SEC RFP-C001634307.xls
Saudi Energy | SEC RFP-C001634307 | 902019226 | 20 902019226 CABLE,FBROPT,#PB000026391... | 20 902019226 CABLE,FBROPT,#PB0000263910 | 16 | ALLRFPs\Saudi Energy\SEC RFP-C001634307\downloaded-rfp\SEC RFP-C001634307.xls
Saudi Energy | SEC RFP-C001634307 | 000026391 | 20 902019226 CABLE,FBROPT,#PB000026391... | 20 902019226 CABLE,FBROPT,#PB0000263910 | 16 | ALLRFPs\Saudi Energy\SEC RFP-C001634307\downloaded-rfp\SEC RFP-C001634307.xls
Saudi Energy | SEC RFP-C001634678 - 6001634678 | 903302279 | 10 903302279 CABLE,ELEC,CU,XLPE,300SQM... | 10 903302279 CABLE,ELEC,CU,XLPE,300SQMM,1,1 STRAND,NA | 500 | ALLRFPs\Saudi Energy\SEC RFP-C001634678 - 6001634678\downloaded-rfp\SEC RFP-C001634678 - 6001634678.xls
Saudi Energy | SEC RFP-C001635291 | 901113496 | 10 901113496 BORESCOPE:FLEXIBLE,6 MM D... | 10 901113496 BORESCOPE:FLEXIBLE,6 MM DIA,3/5 M LG,10X | 1 | ALLRFPs\Saudi Energy\SEC RFP-C001635291\downloaded-rfp\SEC RFP-C001635291.xls
Saudi Energy | SEC RFP-C001635291 | 901218077 | 20 901218077 CONVERTER,INTERFACE:RS232... | 20 901218077 CONVERTER,INTERFACE:RS232 TO RS422/485,9 | 2 | ALLRFPs\Saudi Energy\SEC RFP-C001635291\downloaded-rfp\SEC RFP-C001635291.xls
Saudi Energy | SEC RFP-C001635291 | 901019296 | 30 901019296 BEARING:PLAIN,SPLIT,JOURN... | 30 901019296 BEARING:PLAIN,SPLIT,JOURNAL AND THRUST,1 | 6 | ALLRFPs\Saudi Energy\SEC RFP-C001635291\downloaded-rfp\SEC RFP-C001635291.xls
Saudi Energy | SEC RFP-C001635291 | 905928530 | 40 905928530 FAN:CENTRIFUGAL,10 HP 460... | 40 905928530 FAN:CENTRIFUGAL,10 HP 460 VAC 3 PH 60 HZ | 1 | ALLRFPs\Saudi Energy\SEC RFP-C001635291\downloaded-rfp\SEC RFP-C001635291.xls
Saudi Energy | SEC RFP-C001635291 | 902008769 | 50 902008769 CABLE:IGNITION,10 MM DIA ... | 50 902008769 CABLE:IGNITION,10 MM DIA X 8 M LG,RBR BR | 4 | ALLRFPs\Saudi Energy\SEC RFP-C001635291\downloaded-rfp\SEC RFP-C001635291.xls
Saudi Energy | SEC RFP-C001635311 | 902509704 | 10 902509704 SCREW,CAP,#N171P25016 | 10 902509704 SCREW,CAP,#N171P25016 | 16 | ALLRFPs\Saudi Energy\SEC RFP-C001635311\downloaded-rfp\SEC RFP-C001635311.xls
Saudi Energy | SEC RFP-C001635311 | 901110850 | 20 901110850 SUPPORT,BRUSH RIGGING ASS... | 20 901110850 SUPPORT,BRUSH RIGGING ASSY,SSTL AND HYLA | 1 | ALLRFPs\Saudi Energy\SEC RFP-C001635311\downloaded-rfp\SEC RFP-C001635311.xls
Saudi Energy | SEC RFP-C001635311 | 905896946 | 30 905896946 WASHER,SHLDR,STL/RUBBER,#... | 30 905896946 WASHER,SHLDR,STL/RUBBER,#P524740 | 173 | ALLRFPs\Saudi Energy\SEC RFP-C001635311\downloaded-rfp\SEC RFP-C001635311.xls
Saudi Energy | SEC RFP-C001635342 | 902008769 | 10 902008769 CABLE:IGNITION,10 MM DIA ... | 10 902008769 CABLE:IGNITION,10 MM DIA X 8 M LG,RBR BR | 8 | ALLRFPs\Saudi Energy\SEC RFP-C001635342\downloaded-rfp\SEC RFP-C001635342.xls
Saudi Energy | SEC RFP-C001635956 | 904206770 | 10 904206770 CONTROLLER,PROG LOGIC,#SP... | 10 904206770 CONTROLLER,PROG LOGIC,#SPRECONEC96 | 6 | ALLRFPs\Saudi Energy\SEC RFP-C001635956\downloaded-rfp\SEC RFP-C001635956.xls
Saudi Energy | SEC RFP-C001635956 | 900600045 | 20 900600045 MODULE:INPUT, | 20 900600045 MODULE:INPUT, | 3 | ALLRFPs\Saudi Energy\SEC RFP-C001635956\downloaded-rfp\SEC RFP-C001635956.xls
Saudi Energy | SEC RFP-C001635956 | 900600046 | 30 900600046 MODULE:CONTROL,STM-1 TRAN... | 30 900600046 MODULE:CONTROL,STM-1 TRANSMISSION UNIT,C | 10 | ALLRFPs\Saudi Energy\SEC RFP-C001635956\downloaded-rfp\SEC RFP-C001635956.xls
Saudi Energy | SEC RFP-C001635956 | 902020471 | 40 902020471 MODULE:CONTROL,BUS ACCESS... | 40 902020471 MODULE:CONTROL,BUS ACCESS (VC-12),COMMUN | 8 | ALLRFPs\Saudi Energy\SEC RFP-C001635956\downloaded-rfp\SEC RFP-C001635956.xls
Saudi Energy | SEC RFP-C001635956 | 902020709 | 50 902020709 MODULE:CONTROL,TELEPROTEC... | 50 902020709 MODULE:CONTROL,TELEPROTECTION AND BINARY | 8 | ALLRFPs\Saudi Energy\SEC RFP-C001635956\downloaded-rfp\SEC RFP-C001635956.xls
Saudi Energy | SEC RFP-C001635956 | 903107379 | 60 903107379 HUB,NETWORK,270 MM WD X 1... | 60 903107379 HUB,NETWORK,270 MM WD X 171 MM HT X 45 M | 5 | ALLRFPs\Saudi Energy\SEC RFP-C001635956\downloaded-rfp\SEC RFP-C001635956.xls
Saudi Energy | SEC RFP-C001635956 | 903300654 | 70 903300654 MODULE:CONTROL,MULTI PIN ... | 70 903300654 MODULE:CONTROL,MULTI PIN CONNECTOR,SDH I | 5 | ALLRFPs\Saudi Energy\SEC RFP-C001635956\downloaded-rfp\SEC RFP-C001635956.xls
Saudi Energy | SEC RFP-C001635956 | 904000071 | 80 904000071 PROCESSOR,CONTROL AND MON... | 80 904000071 PROCESSOR,CONTROL AND MONITORING UNIT,#P | 2 | ALLRFPs\Saudi Energy\SEC RFP-C001635956\downloaded-rfp\SEC RFP-C001635956.xls
Saudi Energy | SEC RFP-C001635956 | 904020015 | 90 904020015 MODULE:INPUT,OPTICAL PORT... | 90 904020015 MODULE:INPUT,OPTICAL PORT 4,U-NODE BBM, | 5 | ALLRFPs\Saudi Energy\SEC RFP-C001635956\downloaded-rfp\SEC RFP-C001635956.xls
Saudi Energy | SEC RFP-C001635956 | 904020018 | 100 904020018 MODULE:CONTROL,SDH INTERF... | 100 904020018 MODULE:CONTROL,SDH INTERFACE 16,OPTICAL | 5 | ALLRFPs\Saudi Energy\SEC RFP-C001635956\downloaded-rfp\SEC RFP-C001635956.xls
Saudi Energy | SEC RFP-C001635956 | 904503016 | 110 904503016 MODULE:CONTROL,SDH INTERF... | 110 904503016 MODULE:CONTROL,SDH INTERFACE 16,OPTICAL | 3 | ALLRFPs\Saudi Energy\SEC RFP-C001635956\downloaded-rfp\SEC RFP-C001635956.xls
Saudi Energy | SEC RFP-C001635956 | 900600047 | 120 900600047 WIRE:OPTICAL-GROUND,TIGHT... | 120 900600047 WIRE:OPTICAL-GROUND,TIGHT BUFFERED,24,10 | 10,000 | ALLRFPs\Saudi Energy\SEC RFP-C001635956\downloaded-rfp\SEC RFP-C001635956.xls
Saudi Energy | SEC RFP-C001635956 | 900600048 | 130 900600048 WIRE:OPTICAL-GROUND,SINGL... | 130 900600048 WIRE:OPTICAL-GROUND,SINGLE MODE,48,3.5 M | 10,000 | ALLRFPs\Saudi Energy\SEC RFP-C001635956\downloaded-rfp\SEC RFP-C001635956.xls
Saudi Energy | SEC RFP-C001635956 | 900600063 | 140 900600063 CONN,FBROPT,PLST,SINGLE A... | 140 900600063 CONN,FBROPT,PLST,SINGLE AND MULTI MODE | 10 | ALLRFPs\Saudi Energy\SEC RFP-C001635956\downloaded-rfp\SEC RFP-C001635956.xls
Saudi Energy | SEC RFP-C001635956 | 900910422 | 150 900910422 AMPLIFIER,SIGNAL:RF AMPLI... | 150 900910422 AMPLIFIER,SIGNAL:RF AMPLIFIER,85 TO 264 | 1 | ALLRFPs\Saudi Energy\SEC RFP-C001635956\downloaded-rfp\SEC RFP-C001635956.xls
Saudi Energy | SEC RFP-C001635956 | 900910403 | 160 900910403 CONTROLLER,PROG LOGIC,#XT... | 160 900910403 CONTROLLER,PROG LOGIC,#XTCT124DXTCT124DX | 1 | ALLRFPs\Saudi Energy\SEC RFP-C001635956\downloaded-rfp\SEC RFP-C001635956.xls
Saudi Energy | SEC RFP-C001635956 | 900910446 | 170 900910446 CONN,COMM,COAXIAL,VERTICA... | 170 900910446 CONN,COMM,COAXIAL,VERTICAL POS,SLVR,#545 | 2 | ALLRFPs\Saudi Energy\SEC RFP-C001635956\downloaded-rfp\SEC RFP-C001635956.xls
Saudi Energy | SEC RFP-C001639673 | 908101102 | 10 908101102 COVER,CONDUCTOR,36KV,75M ... | 10 908101102 COVER,CONDUCTOR,36KV,75M LG | 200 | ALLRFPs\Saudi Energy\SEC RFP-C001639673\downloaded-rfp\SEC RFP-C001639673.xls
Saudi Energy | SEC RFP-C001639673 | 908101103 | 20 908101103 TOOL,COVER INSTALL,HAND,#... | 20 908101103 TOOL,COVER INSTALL,HAND,#MVLC-02 | 25 | ALLRFPs\Saudi Energy\SEC RFP-C001639673\downloaded-rfp\SEC RFP-C001639673.xls
Saudi Energy | SEC RFP-C001639673 | 908121017 | 30 908121017 CAP,CBL END,1KV,4X70-185M... | 30 908121017 CAP,CBL END,1KV,4X70-185MM2,AL,XLPE/PVC | 9,000 | ALLRFPs\Saudi Energy\SEC RFP-C001639673\downloaded-rfp\SEC RFP-C001639673.xls
Saudi Energy | SEC RFP-C001639673 | 908121025 | 40 908121025 SLEEVE,REPAIR,36KV,1X500/... | 40 908121025 SLEEVE,REPAIR,36KV,1X500/35MM2,XLPE,UARM | 2,000 | ALLRFPs\Saudi Energy\SEC RFP-C001639673\downloaded-rfp\SEC RFP-C001639673.xls
Saudi Energy | SEC RFP-C001639673 | 908121026 | 50 908121026 SLEEVE,REPAIR,3X185-240/3... | 50 908121026 SLEEVE,REPAIR,3X185-240/35MM2,XLPE,ARM | 1,000 | ALLRFPs\Saudi Energy\SEC RFP-C001639673\downloaded-rfp\SEC RFP-C001639673.xls
Saudi Energy | SEC RFP-C001639673 | 908121029 | 60 908121029 SLEEVE,REPAIR,1KV,4X70-18... | 60 908121029 SLEEVE,REPAIR,1KV,4X70-185MM2,1500MM | 5,000 | ALLRFPs\Saudi Energy\SEC RFP-C001639673\downloaded-rfp\SEC RFP-C001639673.xls
Saudi Energy | SEC RFP-C001639673 | 908121031 | 70 908121031 SLEEVE,REPAIR,1KV,4X300MM... | 70 908121031 SLEEVE,REPAIR,1KV,4X300MM2,XLPE/PVC,1500 | 8,000 | ALLRFPs\Saudi Energy\SEC RFP-C001639673\downloaded-rfp\SEC RFP-C001639673.xls
Saudi Energy | SEC RFP-C001639673 | 908121080 | 80 908121080 BOOT,INSUL,CABLE-BUSHING,... | 80 908121080 BOOT,INSUL,CABLE-BUSHING,STR,36KV | 1,000 | ALLRFPs\Saudi Energy\SEC RFP-C001639673\downloaded-rfp\SEC RFP-C001639673.xls
Saudi Energy | SEC RFP-C001639673 | 908121081 | 90 908121081 BOOT,STR,36KV,3X240/35MM2... | 90 908121081 BOOT,STR,36KV,3X240/35MM2,CU,XLPE | 1,000 | ALLRFPs\Saudi Energy\SEC RFP-C001639673\downloaded-rfp\SEC RFP-C001639673.xls
Saudi Energy | SEC RFP-C001639673 | 908121083 | 100 908121083 BOOT,STR,36KV,1X50/16MM2,... | 100 908121083 BOOT,STR,36KV,1X50/16MM2,CU,XLPE | 1,000 | ALLRFPs\Saudi Energy\SEC RFP-C001639673\downloaded-rfp\SEC RFP-C001639673.xls
Saudi Energy | SEC RFP-C001639673 | 908121147 | 110 908121147 BOOT,STR,HS,15KV,3X500/35... | 110 908121147 BOOT,STR,HS,15KV,3X500/35MM2,AL,XLPE,AR | 1,000 | ALLRFPs\Saudi Energy\SEC RFP-C001639673\downloaded-rfp\SEC RFP-C001639673.xls
Saudi Energy | SEC RFP-C001639673 | 908122014 | 120 908122014 CONNECTOR,SLV,70MM2 AL,TI... | 120 908122014 CONNECTOR,SLV,70MM2 AL,TIN PLT AL | 25,000 | ALLRFPs\Saudi Energy\SEC RFP-C001639673\downloaded-rfp\SEC RFP-C001639673.xls
Saudi Energy | SEC RFP-C001639673 | 908121038 | 130 908121038 ELBOW,EC,15KV,400A,3X185/... | 130 908121038 ELBOW,EC,15KV,400A,3X185/35MM2 | 10,000 | ALLRFPs\Saudi Energy\SEC RFP-C001639673\downloaded-rfp\SEC RFP-C001639673.xls
Saudi Energy | SEC RFP-C001639673 | 908122039 | 140 908122039 CONNECTOR,LUG,185SQMM CU,... | 140 908122039 CONNECTOR,LUG,185SQMM CU,(1)M16 BLT HL | 90,000 | ALLRFPs\Saudi Energy\SEC RFP-C001639673\downloaded-rfp\SEC RFP-C001639673.xls
Saudi Energy | SEC RFP-C001639673 | 908121102 | 150 908121102 JOINT KIT,STR,PM,15KV,3X1... | 150 908121102 JOINT KIT,STR,PM,15KV,3X185/35MM2,CU | 2,000 | ALLRFPs\Saudi Energy\SEC RFP-C001639673\downloaded-rfp\SEC RFP-C001639673.xls
Saudi Energy | SEC RFP-C001639673 | 908121139 | 160 908121139 ELBOW,EC,36KV,630A,1X50/1... | 160 908121139 ELBOW,EC,36KV,630A,1X50/16MM2,CU,XLPE | 30,000 | ALLRFPs\Saudi Energy\SEC RFP-C001639673\downloaded-rfp\SEC RFP-C001639673.xls
Saudi Energy | SEC RFP-C001639673 | 908101101 | 170 908101101 COVER,CONDUCTOR,15KV,75M ... | 170 908101101 COVER,CONDUCTOR,15KV,75M LG,#MVLC-18-A/U | 1,300 | ALLRFPs\Saudi Energy\SEC RFP-C001639673\downloaded-rfp\SEC RFP-C001639673.xls
Saudi Energy | SEC RFP-C001640325 | 901122732 | 10 901122732 WASHER,LOCK,#0719A679P000... | 10 901122732 WASHER,LOCK,#0719A679P0007 | 1 | ALLRFPs\Saudi Energy\SEC RFP-C001640325\downloaded-rfp\SEC RFP-C001640325.xls
Saudi Energy | SEC RFP-C001640325 | 901122710 | 20 901122710 SCREW,MACH,#N60HP44036 | 20 901122710 SCREW,MACH,#N60HP44036 | 6 | ALLRFPs\Saudi Energy\SEC RFP-C001640325\downloaded-rfp\SEC RFP-C001640325.xls
Saudi Energy | SEC RFP-C001640325 | 901122713 | 30 901122713 SCREW,MACH,#N60HP44164 | 30 901122713 SCREW,MACH,#N60HP44164 | 4 | ALLRFPs\Saudi Energy\SEC RFP-C001640325\downloaded-rfp\SEC RFP-C001640325.xls
Saudi Energy | SEC RFP-C001640325 | 905915937 | 40 905915937 ADAPTER,TUBE TO PIPE,COMP... | 40 905915937 ADAPTER,TUBE TO PIPE,COMPRESSION X MNPT, | 6 | ALLRFPs\Saudi Energy\SEC RFP-C001640325\downloaded-rfp\SEC RFP-C001640325.xls
Saudi Energy | SEC RFP-C001640325 | 905505555 | 50 905505555 VALVE,SOLN,(14 MM X 21 MM... | 50 905505555 VALVE,SOLN,(14 MM X 21 MM) DIA PS,#00784 | 2 | ALLRFPs\Saudi Energy\SEC RFP-C001640325\downloaded-rfp\SEC RFP-C001640325.xls
Saudi Energy | SEC RFP-C001640325 | 901148098 | 60 901148098 SHIM,CLEARANCE ADJUSTING: | 60 901148098 SHIM,CLEARANCE ADJUSTING: | 2 | ALLRFPs\Saudi Energy\SEC RFP-C001640325\downloaded-rfp\SEC RFP-C001640325.xls
Saudi Energy | SEC RFP-C001640325 | 902008077 | 70 902008077 CABLE:IGNITION,1/2 IN DIA... | 70 902008077 CABLE:IGNITION,1/2 IN DIA X 26 FT LG,SAE | 15 | ALLRFPs\Saudi Energy\SEC RFP-C001640325\downloaded-rfp\SEC RFP-C001640325.xls
Saudi Energy | SEC RFP-C001640325 | 901147703 | 80 901147703 FUSE,PWR,5.08,170 A,1,#JC... | 80 901147703 FUSE,PWR,5.08,170 A,1,#JCLA6RA | 3 | ALLRFPs\Saudi Energy\SEC RFP-C001640325\downloaded-rfp\SEC RFP-C001640325.xls
Saudi Energy | SEC RFP-C001640325 | 905941739 | 90 905941739 RELAY,THERM OL,THERM,2.5 ... | 90 905941739 RELAY,THERM OL,THERM,2.5 TO 4.1 A,1NO1NC | 10 | ALLRFPs\Saudi Energy\SEC RFP-C001640325\downloaded-rfp\SEC RFP-C001640325.xls
Saudi Energy | SEC RFP-C001640325 | 902011571 | 100 902011571 CONN,CBL/CONDT,STL/PLT,3/... | 100 902011571 CONN,CBL/CONDT,STL/PLT,3/4 IN HUB,1/2 IN | 10 | ALLRFPs\Saudi Energy\SEC RFP-C001640325\downloaded-rfp\SEC RFP-C001640325.xls
Saudi Energy | SEC RFP-C001640325 | 905549170 | 110 905549170 PIN,CONTROL VALVE,STEAM T... | 110 905549170 PIN,CONTROL VALVE,STEAM TURBINE,8 MM DIA | 6 | ALLRFPs\Saudi Energy\SEC RFP-C001640325\downloaded-rfp\SEC RFP-C001640325.xls
Saudi Energy | SEC RFP-C001640325 | 905913252 | 120 905913252 RING,OIL,115 MM ID X 130 ... | 120 905913252 RING,OIL,115 MM ID X 130 MM OD X 7 MM TH | 3 | ALLRFPs\Saudi Energy\SEC RFP-C001640325\downloaded-rfp\SEC RFP-C001640325.xls
Saudi Energy | SEC RFP-C001640325 | 905549468 | 130 905549468 RING,WEAR,PUMP,122 MM ID ... | 130 905549468 RING,WEAR,PUMP,122 MM ID X 138 MM OD X 1 | 2 | ALLRFPs\Saudi Energy\SEC RFP-C001640325\downloaded-rfp\SEC RFP-C001640325.xls
Saudi Energy | SEC RFP-C001640325 | 905549496 | 140 905549496 RING,STATIONARY,TONGUE,17... | 140 905549496 RING,STATIONARY,TONGUE,170 MM ID X (200 | 2 | ALLRFPs\Saudi Energy\SEC RFP-C001640325\downloaded-rfp\SEC RFP-C001640325.xls
Saudi Energy | SEC RFP-C001640325 | 902005288 | 150 902005288 SHAFT,PUMP,12 MM DIA X 30... | 150 902005288 SHAFT,PUMP,12 MM DIA X 30 MM LG,STL | 10 | ALLRFPs\Saudi Energy\SEC RFP-C001640325\downloaded-rfp\SEC RFP-C001640325.xls
Saudi Energy | SEC RFP-C001640325 | 905913883 | 160 905913883 SHAFT,PUMP AND SPEED CONT... | 160 905913883 SHAFT,PUMP AND SPEED CONTROL LUBE INJECT | 6 | ALLRFPs\Saudi Energy\SEC RFP-C001640325\downloaded-rfp\SEC RFP-C001640325.xls
Saudi Energy | SEC RFP-C001640325 | 901102427 | 170 901102427 POTENTIOMETER:ROTARY,LINE... | 170 901102427 POTENTIOMETER:ROTARY,LINEAR,1000 OHM,1 W | 1 | ALLRFPs\Saudi Energy\SEC RFP-C001640325\downloaded-rfp\SEC RFP-C001640325.xls
Saudi Energy | SEC RFP-C001640325 | 901107618 | 180 901107618 POTENTIOMETER:ROTARY,LINE... | 180 901107618 POTENTIOMETER:ROTARY,LINEAR,1000 OHM,1 W | 1 | ALLRFPs\Saudi Energy\SEC RFP-C001640325\downloaded-rfp\SEC RFP-C001640325.xls
Saudi Energy | SEC RFP-C001640325 | 905504725 | 190 905504725 TRANSMITTER:SIGNAL,TEMPER... | 190 905504725 TRANSMITTER:SIGNAL,TEMPERATURE,0 TO 150 | 1 | ALLRFPs\Saudi Energy\SEC RFP-C001640325\downloaded-rfp\SEC RFP-C001640325.xls
Saudi Energy | SEC RFP-C001640325 | 905504746 | 200 905504746 TRANSMITTER:SIGNAL,TEMPER... | 200 905504746 TRANSMITTER:SIGNAL,TEMPERATURE,0 TO 150 | 1 | ALLRFPs\Saudi Energy\SEC RFP-C001640325\downloaded-rfp\SEC RFP-C001640325.xls
Saudi Energy | SEC RFP-C001640325 | 905504879 | 210 905504879 TRANSMITTER:SIGNAL,LIQUID... | 210 905504879 TRANSMITTER:SIGNAL,LIQUID LEVEL,150 TO 4 | 1 | ALLRFPs\Saudi Energy\SEC RFP-C001640325\downloaded-rfp\SEC RFP-C001640325.xls
Saudi Energy | SEC RFP-C001640325 | 901102011 | 220 901102011 COIL,ELEC,CLNG,120 V 60HZ... | 220 901102011 COIL,ELEC,CLNG,120 V 60HZ,#205227 | 2 | ALLRFPs\Saudi Energy\SEC RFP-C001640325\downloaded-rfp\SEC RFP-C001640325.xls
Saudi Energy | SEC RFP-C001640325 | 901108654 | 230 901108654 GLASS,SIGHT,CENTRIFUGAL S... | 230 901108654 GLASS,SIGHT,CENTRIFUGAL SEPARATOR,45 MM | 6 | ALLRFPs\Saudi Energy\SEC RFP-C001640325\downloaded-rfp\SEC RFP-C001640325.xls
Saudi Energy | SEC RFP-C001640325 | 905913865 | 240 905913865 SHAFT, | 240 905913865 SHAFT, | 10 | ALLRFPs\Saudi Energy\SEC RFP-C001640325\downloaded-rfp\SEC RFP-C001640325.xls
Saudi Energy | SEC RFP-C001640325 | 905549086 | 250 905549086 NUT,CPLG,STL,1-3/8 IN,12 ... | 250 905549086 NUT,CPLG,STL,1-3/8 IN,12 TPI,#264A6889P0 | 4 | ALLRFPs\Saudi Energy\SEC RFP-C001640325\downloaded-rfp\SEC RFP-C001640325.xls
Saudi Energy | SEC RFP-C001640325 | 901106019 | 260 901106019 TRANSMITTER:SIGNAL,PRESSU... | 260 901106019 TRANSMITTER:SIGNAL,PRESSURE,0 TO 40 BAR | 2 | ALLRFPs\Saudi Energy\SEC RFP-C001640325\downloaded-rfp\SEC RFP-C001640325.xls
Saudi Energy | SEC RFP-C001640325 | 905929960 | 270 905929960 SHAFT,GEAR, HELICAL,560 M... | 270 905929960 SHAFT,GEAR, HELICAL,560 MM LG,FORGED CST | 10 | ALLRFPs\Saudi Energy\SEC RFP-C001640325\downloaded-rfp\SEC RFP-C001640325.xls
Saudi Energy | SEC RFP-C001640325 | 905929961 | 280 905929961 SHAFT,GEAR, SPUR,STL | 280 905929961 SHAFT,GEAR, SPUR,STL | 4 | ALLRFPs\Saudi Energy\SEC RFP-C001640325\downloaded-rfp\SEC RFP-C001640325.xls
Saudi Energy | SEC RFP-C001640325 | 905548019 | 290 905548019 HOSE:METALLIC,WATER,1/2 I... | 290 905548019 HOSE:METALLIC,WATER,1/2 IN DIA X 2 FT LG | 4 | ALLRFPs\Saudi Energy\SEC RFP-C001640325\downloaded-rfp\SEC RFP-C001640325.xls
Saudi Energy | SEC RFP-C001640325 | 905502121 | 300 905502121 HOSE:METALLIC,FLEXIBLE ME... | 300 905502121 HOSE:METALLIC,FLEXIBLE METAL,2 IN DIA X | 2 | ALLRFPs\Saudi Energy\SEC RFP-C001640325\downloaded-rfp\SEC RFP-C001640325.xls
Saudi Energy | SEC RFP-C001640325 | 905549231 | 310 905549231 SEAT,CONTROL VALVE, 3 IN,... | 310 905549231 SEAT,CONTROL VALVE, 3 IN,2-1/2 IN ID X 4 | 1 | ALLRFPs\Saudi Energy\SEC RFP-C001640325\downloaded-rfp\SEC RFP-C001640325.xls
Saudi Energy | SEC RFP-C001640325 | 905929927 | 320 905929927 BEARING:PLAIN,THRUST,SEGM... | 320 905929927 BEARING:PLAIN,THRUST,SEGMENTED,360 MM ID | 1 | ALLRFPs\Saudi Energy\SEC RFP-C001640325\downloaded-rfp\SEC RFP-C001640325.xls
Saudi Energy | SEC RFP-C001640325 | 905916161 | 330 905916161 BEARING:PLAIN, | 330 905916161 BEARING:PLAIN, | 2 | ALLRFPs\Saudi Energy\SEC RFP-C001640325\downloaded-rfp\SEC RFP-C001640325.xls
Saudi Energy | SEC RFP-C001640325 | 901103153 | 340 901103153 BOLT,MACH,HARDENED STL,HE... | 340 901103153 BOLT,MACH,HARDENED STL,HEX HD,#N14DP3304 | 100 | ALLRFPs\Saudi Energy\SEC RFP-C001640325\downloaded-rfp\SEC RFP-C001640325.xls
Saudi Energy | SEC RFP-C001640325 | 905503070 | 350 905503070 VALVE,BTRFL,DUCTILE IRON ... | 350 905503070 VALVE,BTRFL,DUCTILE IRON ASTM A536,#350F | 2 | ALLRFPs\Saudi Energy\SEC RFP-C001640325\downloaded-rfp\SEC RFP-C001640325.xls
Saudi Energy | SEC RFP-C001640325 | 905501921 | 360 905501921 SPRING,COMP,INCONEL,3/16 ... | 360 905501921 SPRING,COMP,INCONEL,3/16 IN DIA,#362A133 | 350 | ALLRFPs\Saudi Energy\SEC RFP-C001640325\downloaded-rfp\SEC RFP-C001640325.xls
Saudi Energy | SEC RFP-C001640325 | 905534042 | 370 905534042 VALVE,BALL,3 PIECE,1 IN,F... | 370 905534042 VALVE,BALL,3 PIECE,1 IN,FNPT CONN,#TCZC9 | 1 | ALLRFPs\Saudi Energy\SEC RFP-C001640325\downloaded-rfp\SEC RFP-C001640325.xls
Saudi Energy | SEC RFP-C001640325 | 905549686 | 380 905549686 RING,SEAL,405 MM ID X 468... | 380 905549686 RING,SEAL,405 MM ID X 468 MM OD X 68 MM | 2 | ALLRFPs\Saudi Energy\SEC RFP-C001640325\downloaded-rfp\SEC RFP-C001640325.xls
Saudi Energy | SEC RFP-C001640325 | 905549237 | 390 905549237 SEAT,PLUG VALVE, 1 IN,7/8... | 390 905549237 SEAT,PLUG VALVE, 1 IN,7/8 IN ID X 1-3/4 | 1 | ALLRFPs\Saudi Energy\SEC RFP-C001640325\downloaded-rfp\SEC RFP-C001640325.xls
Saudi Energy | SEC RFP-C001640325 | 902005472 | 400 902005472 SEAT,GLOBE VALVE, 1/2-IN,... | 400 902005472 SEAT,GLOBE VALVE, 1/2-IN, 3/4-IN, 1-IN,1 | 2 | ALLRFPs\Saudi Energy\SEC RFP-C001640325\downloaded-rfp\SEC RFP-C001640325.xls
Saudi Energy | SEC RFP-C001640325 | 905911118 | 410 905911118 HEAT EX,FLUID COOLED,#357... | 410 905911118 HEAT EX,FLUID COOLED,#357A1219P007HEATEX | 4 | ALLRFPs\Saudi Energy\SEC RFP-C001640325\downloaded-rfp\SEC RFP-C001640325.xls
Saudi Energy | SEC RFP-C001640325 | 902205940 | 420 902205940 VALVE,GLOBE,2-1/2 IN,2-1/... | 420 902205940 VALVE,GLOBE,2-1/2 IN,2-1/2 IN,125 LB,#52 | 2 | ALLRFPs\Saudi Energy\SEC RFP-C001640325\downloaded-rfp\SEC RFP-C001640325.xls
Saudi Energy | SEC RFP-C001640325 | 901110134 | 430 901110134 BLOWER:CENTRIFUGAL,75 MM ... | 430 901110134 BLOWER:CENTRIFUGAL,75 MM X 75 MM,2 HP 23 | 1 | ALLRFPs\Saudi Energy\SEC RFP-C001640325\downloaded-rfp\SEC RFP-C001640325.xls
Saudi Energy | SEC RFP-C001640325 | 901117703 | 440 901117703 BLOWER:CENTRIFUGAL,15674 ... | 440 901117703 BLOWER:CENTRIFUGAL,15674 CFM CAPACITY,27 | 1 | ALLRFPs\Saudi Energy\SEC RFP-C001640325\downloaded-rfp\SEC RFP-C001640325.xls
Saudi Energy | SEC RFP-C001640325 | 905532101 | 450 905532101 ELEMENT,FILTER,OIL,STEAM ... | 450 905532101 ELEMENT,FILTER,OIL,STEAM TURBINE,(6 MM X | 36 | ALLRFPs\Saudi Energy\SEC RFP-C001640325\downloaded-rfp\SEC RFP-C001640325.xls
Saudi Energy | SEC RFP-C001640325 | 905550383 | 460 905550383 SENSOR,TEMPERATURE TRANSM... | 460 905550383 SENSOR,TEMPERATURE TRANSMITTER,-50 TO 45 | 3 | ALLRFPs\Saudi Energy\SEC RFP-C001640325\downloaded-rfp\SEC RFP-C001640325.xls
Saudi Energy | SEC RFP-C001640325 | 905549230 | 470 905549230 STEM,GLOBE CONTROL VALVE,... | 470 905549230 STEM,GLOBE CONTROL VALVE, HP STEAM,3/4 I | 6 | ALLRFPs\Saudi Energy\SEC RFP-C001640325\downloaded-rfp\SEC RFP-C001640325.xls
Saudi Energy | SEC RFP-C001640325 | 902012323 | 480 902012323 SEAL,LABYRINTH,79.5 MM HO... | 480 902012323 SEAL,LABYRINTH,79.5 MM HOUSING BORE,44.5 | 2 | ALLRFPs\Saudi Energy\SEC RFP-C001640325\downloaded-rfp\SEC RFP-C001640325.xls
Saudi Energy | SEC RFP-C001640325 | 902012415 | 490 902012415 SEAL,LABYRINTH,57 MM HOUS... | 490 902012415 SEAL,LABYRINTH,57 MM HOUSING BORE,27 MM | 3 | ALLRFPs\Saudi Energy\SEC RFP-C001640325\downloaded-rfp\SEC RFP-C001640325.xls
Saudi Energy | SEC RFP-C001640325 | 905900569 | 500 905900569 SEAL,FLEXIBLE,95 MM WD X ... | 500 905900569 SEAL,FLEXIBLE,95 MM WD X (610 MM X 655 M | 24 | ALLRFPs\Saudi Energy\SEC RFP-C001640325\downloaded-rfp\SEC RFP-C001640325.xls
Saudi Energy | SEC RFP-C001640376 | 905943631 | 10 905943631 IGNITER,BURNER,22.1 MM DI... | 10 905943631 IGNITER,BURNER,22.1 MM DIA X 240 MM LG,I | 6 | ALLRFPs\Saudi Energy\SEC RFP-C001640376\downloaded-rfp\SEC RFP-C001640376.xls
Saudi Energy | SEC RFP-C001640376 | 905837535 | 20 905837535 VENT:FLUID,PUMP,10 MM ID ... | 20 905837535 VENT:FLUID,PUMP,10 MM ID X (17 MM X 28.3 | 20 | ALLRFPs\Saudi Energy\SEC RFP-C001640376\downloaded-rfp\SEC RFP-C001640376.xls
Saudi Energy | SEC RFP-C001640376 | 902008241 | 30 902008241 TRIPPER:ELECTROMECHANICAL... | 30 902008241 TRIPPER:ELECTROMECHANICAL,CIRCUIT BREAKE | 7 | ALLRFPs\Saudi Energy\SEC RFP-C001640376\downloaded-rfp\SEC RFP-C001640376.xls
Saudi Energy | SEC RFP-C001640376 | 905901016 | 40 905901016 BREAKER,CRCT,MC,600V,ABS ... | 40 905901016 BREAKER,CRCT,MC,600V,ABS POLE,250 A,#SFL | 2 | ALLRFPs\Saudi Energy\SEC RFP-C001640376\downloaded-rfp\SEC RFP-C001640376.xls
Saudi Energy | SEC RFP-C001640376 | 905536244 | 50 905536244 SHAFT,PUMP,(25 MM X 32 MM... | 50 905536244 SHAFT,PUMP,(25 MM X 32 MM X 35 MM X 38 M | 1 | ALLRFPs\Saudi Energy\SEC RFP-C001640376\downloaded-rfp\SEC RFP-C001640376.xls
Saudi Energy | SEC RFP-C001640376 | 901106997 | 60 901106997 PLATFORM:EQUIPMENT,TRANSI... | 60 901106997 PLATFORM:EQUIPMENT,TRANSITION PIECE,GAS | 5 | ALLRFPs\Saudi Energy\SEC RFP-C001640376\downloaded-rfp\SEC RFP-C001640376.xls
Saudi Energy | SEC RFP-C001640376 | 902011318 | 70 902011318 WEIGHT:BALANCE,10 MM FPT ... | 70 902011318 WEIGHT:BALANCE,10 MM FPT X (15 MM X 25 M | 6 | ALLRFPs\Saudi Energy\SEC RFP-C001640376\downloaded-rfp\SEC RFP-C001640376.xls
Saudi Energy | SEC RFP-C001640376 | 905929211 | 80 905929211 TRANSMITTER:SIGNAL,PRESSU... | 80 905929211 TRANSMITTER:SIGNAL,PRESSURE,0-500 PSIG I | 2 | ALLRFPs\Saudi Energy\SEC RFP-C001640376\downloaded-rfp\SEC RFP-C001640376.xls
Saudi Energy | SEC RFP-C001640376 | 905898610 | 90 905898610 INDICATOR:LEVEL,CARBON DI... | 90 905898610 INDICATOR:LEVEL,CARBON DIOXIDE,EMPTY TO | 2 | ALLRFPs\Saudi Energy\SEC RFP-C001640376\downloaded-rfp\SEC RFP-C001640376.xls
Saudi Energy | SEC RFP-C001640376 | 902507038 | 100 902507038 TRANSMITTER,CUR,40 TO 150... | 100 902507038 TRANSMITTER,CUR,40 TO 150 VDC IR,#153C69 | 1 | ALLRFPs\Saudi Energy\SEC RFP-C001640376\downloaded-rfp\SEC RFP-C001640376.xls
Saudi Energy | SEC RFP-C001640376 | 905528691 | 110 905528691 DIODE:RECTIFIER,BOTTOM | 110 905528691 DIODE:RECTIFIER,BOTTOM | 2 | ALLRFPs\Saudi Energy\SEC RFP-C001640376\downloaded-rfp\SEC RFP-C001640376.xls
Saudi Energy | SEC RFP-C001640376 | 901019211 | 120 901019211 STUD,DBL ENDED,2 IN DIA-B... | 120 901019211 STUD,DBL ENDED,2 IN DIA-B,16 UNEF THD-A | 2 | ALLRFPs\Saudi Energy\SEC RFP-C001640376\downloaded-rfp\SEC RFP-C001640376.xls
Saudi Energy | SEC RFP-C001640376 | 905533121 | 130 905533121 GASKET,COOLING WATER SYST... | 130 905533121 GASKET,COOLING WATER SYSTEM,SPIRAL WOUND | 50 | ALLRFPs\Saudi Energy\SEC RFP-C001640376\downloaded-rfp\SEC RFP-C001640376.xls
Saudi Energy | SEC RFP-C001640376 | 902010002 | 140 902010002 LOCK:EQUIPMENT,TWIST,SSTL... | 140 902010002 LOCK:EQUIPMENT,TWIST,SSTL,(6.5 MM X 20 M | 368 | ALLRFPs\Saudi Energy\SEC RFP-C001640376\downloaded-rfp\SEC RFP-C001640376.xls
Saudi Energy | SEC RFP-C001640376 | 902008273 | 150 902008273 DETECTOR,FIRE PROT,FIRE,7... | 150 902008273 DETECTOR,FIRE PROT,FIRE,725 DEG F,#17343 | 10 | ALLRFPs\Saudi Energy\SEC RFP-C001640376\downloaded-rfp\SEC RFP-C001640376.xls
Saudi Energy | SEC RFP-C001640376 | 905897257 | 160 905897257 SENSOR,FLAME,ULTRAVIOLET,... | 160 905897257 SENSOR,FLAME,ULTRAVIOLET,1850 TO 2650 AN | 20 | ALLRFPs\Saudi Energy\SEC RFP-C001640376\downloaded-rfp\SEC RFP-C001640376.xls
Saudi Energy | SEC RFP-C001640376 | 901018025 | 170 901018025 COVER,INSULATION,TURBINE ... | 170 901018025 COVER,INSULATION,TURBINE NOZZLE,210 MM W | 10 | ALLRFPs\Saudi Energy\SEC RFP-C001640376\downloaded-rfp\SEC RFP-C001640376.xls
Saudi Energy | SEC RFP-C001640376 | 901019011 | 180 901019011 SEAL,SHROUD, 2ND STAGE,(1... | 180 901019011 SEAL,SHROUD, 2ND STAGE,(19 MM X 32 MM) W | 150 | ALLRFPs\Saudi Energy\SEC RFP-C001640376\downloaded-rfp\SEC RFP-C001640376.xls
Saudi Energy | SEC RFP-C001640376 | 901019140 | 190 901019140 GASKET,EXHAUST PLENUM,STR... | 190 901019140 GASKET,EXHAUST PLENUM,STRIP,185 MM WD X | 10 | ALLRFPs\Saudi Energy\SEC RFP-C001640376\downloaded-rfp\SEC RFP-C001640376.xls
Saudi Energy | SEC RFP-C001640376 | 901019192 | 200 901019192 TIP,NOZZLE,FUEL,GAS TURBI... | 200 901019192 TIP,NOZZLE,FUEL,GAS TURBINE,(33.5 MM X 1 | 100 | ALLRFPs\Saudi Energy\SEC RFP-C001640376\downloaded-rfp\SEC RFP-C001640376.xls
Saudi Energy | SEC RFP-C001640376 | 902000523 | 210 902000523 PLATE,LOCK,TRANSITION PIE... | 210 902000523 PLATE,LOCK,TRANSITION PIECE,GAS TURBINE, | 200 | ALLRFPs\Saudi Energy\SEC RFP-C001640376\downloaded-rfp\SEC RFP-C001640376.xls
Saudi Energy | SEC RFP-C001640376 | 902000685 | 220 902000685 PLATE,LOCK,TRANSITION PIE... | 220 902000685 PLATE,LOCK,TRANSITION PIECE,GAS TURBINE, | 100 | ALLRFPs\Saudi Energy\SEC RFP-C001640376\downloaded-rfp\SEC RFP-C001640376.xls
Saudi Energy | SEC RFP-C001640376 | 902004025 | 230 902004025 BEARING:PLAIN,SPLIT,JOURN... | 230 902004025 BEARING:PLAIN,SPLIT,JOURNAL AND THRUST,4 | 24 | ALLRFPs\Saudi Energy\SEC RFP-C001640376\downloaded-rfp\SEC RFP-C001640376.xls
Saudi Energy | SEC RFP-C001640376 | 902004211 | 240 902004211 INSULATION:THERMAL,TURBIN... | 240 902004211 INSULATION:THERMAL,TURBINE SHELL,STL HOU | 6 | ALLRFPs\Saudi Energy\SEC RFP-C001640376\downloaded-rfp\SEC RFP-C001640376.xls
Saudi Energy | SEC RFP-C001640376 | 902010093 | 250 902010093 PLUG,SPARK, IGNITION, GAS... | 250 902010093 PLUG,SPARK, IGNITION, GAS TURBINE,ASTM A | 38 | ALLRFPs\Saudi Energy\SEC RFP-C001640376\downloaded-rfp\SEC RFP-C001640376.xls
Saudi Energy | SEC RFP-C001640376 | 902501067 | 260 902501067 PIN,SHROUD BLOCK,GAS TURB... | 260 902501067 PIN,SHROUD BLOCK,GAS TURBINE,(11/32 IN X | 200 | ALLRFPs\Saudi Energy\SEC RFP-C001640376\downloaded-rfp\SEC RFP-C001640376.xls
Saudi Energy | SEC RFP-C001640376 | 905897266 | 270 905897266 RETAINER,CROSSFIRE TUBE,C... | 270 905897266 RETAINER,CROSSFIRE TUBE,COMBUSTION CHAMB | 80 | ALLRFPs\Saudi Energy\SEC RFP-C001640376\downloaded-rfp\SEC RFP-C001640376.xls
Saudi Energy | SEC RFP-C001640376 | 905941917 | 280 905941917 VALVE,BTRFL,316 SSTL,8 IN... | 280 905941917 VALVE,BTRFL,316 SSTL,8 IN,265 LB (TEST) | 1 | ALLRFPs\Saudi Energy\SEC RFP-C001640376\downloaded-rfp\SEC RFP-C001640376.xls
Saudi Energy | SEC RFP-C001640389 | 902002030 | 10 902002030 HEATER,STRIP,480 VAC,750,... | 10 902002030 HEATER,STRIP,480 VAC,750,#02028J49P0001 | 21 | ALLRFPs\Saudi Energy\SEC RFP-C001640389\downloaded-rfp\SEC RFP-C001640389.xls
Saudi Energy | SEC RFP-C001640389 | 901111267 | 20 901111267 PLUG,BORESCOPE,1-1/4 IN D... | 20 901111267 PLUG,BORESCOPE,1-1/4 IN DIA X 2 IN LG,ST | 10 | ALLRFPs\Saudi Energy\SEC RFP-C001640389\downloaded-rfp\SEC RFP-C001640389.xls
Saudi Energy | SEC RFP-C001640389 | 902010744 | 40 902010744 COUPLING,PIPE,STL,ASME/AN... | 40 902010744 COUPLING,PIPE,STL,ASME/ANSI B16,4-1/2 IN | 6 | ALLRFPs\Saudi Energy\SEC RFP-C001640389\downloaded-rfp\SEC RFP-C001640389.xls
Saudi Energy | SEC RFP-C001640389 | 901146997 | 50 901146997 SWITCH,LVL,1P2T,#FTL50IGW... | 50 901146997 SWITCH,LVL,1P2T,#FTL50IGW2AA4G7A | 1 | ALLRFPs\Saudi Energy\SEC RFP-C001640389\downloaded-rfp\SEC RFP-C001640389.xls
Saudi Energy | SEC RFP-C001640389 | 905531546 | 60 905531546 CABLE:IGNITION,13 MM DIA ... | 60 905531546 CABLE:IGNITION,13 MM DIA X 4 M LG | 20 | ALLRFPs\Saudi Energy\SEC RFP-C001640389\downloaded-rfp\SEC RFP-C001640389.xls
Saudi Energy | SEC RFP-C001640389 | 902500174 | 70 902500174 VALVE,RELIEF,1160 PSIG/30... | 70 902500174 VALVE,RELIEF,1160 PSIG/300 CLASS,#349A63 | 10 | ALLRFPs\Saudi Energy\SEC RFP-C001640389\downloaded-rfp\SEC RFP-C001640389.xls
Saudi Energy | SEC RFP-C001640389 | 902504299 | 80 902504299 RELAY:MULTIFUNCTION,VOLTA... | 80 902504299 RELAY:MULTIFUNCTION,VOLTAGE/FREQUENCY,SO | 2 | ALLRFPs\Saudi Energy\SEC RFP-C001640389\downloaded-rfp\SEC RFP-C001640389.xls
Saudi Energy | SEC RFP-C001640389 | 905923191 | 90 905923191 MATERIAL,CORD/O-RING, CIR... | 90 905923191 MATERIAL,CORD/O-RING, CIRCULATING WATER | 3 | ALLRFPs\Saudi Energy\SEC RFP-C001640389\downloaded-rfp\SEC RFP-C001640389.xls
Saudi Energy | SEC RFP-C001640389 | 901146969 | 100 901146969 BLOCK,BULK NOUN:NON METAL... | 100 901146969 BLOCK,BULK NOUN:NON METALLIC,SELECTOR SW | 4 | ALLRFPs\Saudi Energy\SEC RFP-C001640389\downloaded-rfp\SEC RFP-C001640389.xls
Saudi Energy | SEC RFP-C001640389 | 901108751 | 110 901108751 BLOCK,MOTOR TERMINAL BLOC... | 110 901108751 BLOCK,MOTOR TERMINAL BLOCK,11 CM LG,PLAS | 10 | ALLRFPs\Saudi Energy\SEC RFP-C001640389\downloaded-rfp\SEC RFP-C001640389.xls
Saudi Energy | SEC RFP-C001640389 | 902004416 | 120 902004416 REGULATOR,PRES,CSTL/AL,#0... | 120 902004416 REGULATOR,PRES,CSTL/AL,#031674001 | 1 | ALLRFPs\Saudi Energy\SEC RFP-C001640389\downloaded-rfp\SEC RFP-C001640389.xls
Saudi Energy | SEC RFP-C001640389 | 902010526 | 130 902010526 COUPLING,SHAFT,STL,61 MM ... | 130 902010526 COUPLING,SHAFT,STL,61 MM BORE,130 MM OD | 18 | ALLRFPs\Saudi Energy\SEC RFP-C001640389\downloaded-rfp\SEC RFP-C001640389.xls
Saudi Energy | SEC RFP-C001640389 | 902012155 | 140 902012155 WASHER,SEALING,VITON/SSTL... | 140 902012155 WASHER,SEALING,VITON/SSTL,5/8 IN,#349A68 | 36 | ALLRFPs\Saudi Energy\SEC RFP-C001640389\downloaded-rfp\SEC RFP-C001640389.xls
Saudi Energy | SEC RFP-C001640389 | 902010326 | 150 902010326 COUPLING,SHAFT,STL,48 MM ... | 150 902010326 COUPLING,SHAFT,STL,48 MM BORE,140 MM OD | 12 | ALLRFPs\Saudi Energy\SEC RFP-C001640389\downloaded-rfp\SEC RFP-C001640389.xls
Saudi Energy | SEC RFP-C001640389 | 902004735 | 160 902004735 SHAFT,SEPARATOR WORM WHEE... | 160 902004735 SHAFT,SEPARATOR WORM WHEEL,(18 MM X 25 M | 4 | ALLRFPs\Saudi Energy\SEC RFP-C001640389\downloaded-rfp\SEC RFP-C001640389.xls
Saudi Energy | SEC RFP-C001640389 | 901120538 | 170 901120538 GASKET,PUMP,TAB. UNI,GASK... | 170 901120538 GASKET,PUMP,TAB. UNI,GASKET,DIA 28 MM X | 2 | ALLRFPs\Saudi Energy\SEC RFP-C001640389\downloaded-rfp\SEC RFP-C001640389.xls
Saudi Energy | SEC RFP-C001640389 | 902502628 | 180 902502628 COIL,ELEC,GENERATOR LOCK ... | 180 902502628 COIL,ELEC,GENERATOR LOCK OUT,125VDC,#366 | 3 | ALLRFPs\Saudi Energy\SEC RFP-C001640389\downloaded-rfp\SEC RFP-C001640389.xls
Saudi Energy | SEC RFP-C001640389 | 900130194 | 190 900130194 REGULATOR,FLTR,ADC12,10 B... | 190 900130194 REGULATOR,FLTR,ADC12,10 BAR IP,#ARU3A038 | 10 | ALLRFPs\Saudi Energy\SEC RFP-C001640389\downloaded-rfp\SEC RFP-C001640389.xls
Saudi Energy | SEC RFP-C001640389 | 902501027 | 200 902501027 LUG,RET,STL,#2334C25001 | 200 902501027 LUG,RET,STL,#2334C25001 | 10 | ALLRFPs\Saudi Energy\SEC RFP-C001640389\downloaded-rfp\SEC RFP-C001640389.xls
Saudi Energy | SEC RFP-C001640389 | 901019002 | 210 901019002 GASKET,EXHAUST MANIFOLD,R... | 210 901019002 GASKET,EXHAUST MANIFOLD,ROUND,762 MM ID | 3 | ALLRFPs\Saudi Energy\SEC RFP-C001640389\downloaded-rfp\SEC RFP-C001640389.xls
Saudi Energy | SEC RFP-C001640389 | 901409432 | 220 901409432 REGULATOR,FLTR,ALUM ALLOY... | 220 901409432 REGULATOR,FLTR,ALUM ALLOY ADC12,#FR21041 | 4 | ALLRFPs\Saudi Energy\SEC RFP-C001640389\downloaded-rfp\SEC RFP-C001640389.xls
Saudi Energy | SEC RFP-C001640389 | 901211004 | 230 901211004 REGULATOR,FLTR,ALUMINIUM,... | 230 901211004 REGULATOR,FLTR,ALUMINIUM,10 BAR IP,#PRS3 | 7 | ALLRFPs\Saudi Energy\SEC RFP-C001640389\downloaded-rfp\SEC RFP-C001640389.xls
Saudi Energy | SEC RFP-C001640389 | 905941268 | 240 905941268 WASHER,TAB,SSTL,3/8 IN (1... | 240 905941268 WASHER,TAB,SSTL,3/8 IN (10 MM),#237T0180 | 40 | ALLRFPs\Saudi Energy\SEC RFP-C001640389\downloaded-rfp\SEC RFP-C001640389.xls
Saudi Energy | SEC RFP-C001640389 | 905535774 | 250 905535774 MATERIAL,O-RING,SEALING,V... | 250 905535774 MATERIAL,O-RING,SEALING,VITON,4 MM DIA X | 40 | ALLRFPs\Saudi Energy\SEC RFP-C001640389\downloaded-rfp\SEC RFP-C001640389.xls
Saudi Energy | SEC RFP-C001640389 | 905941128 | 260 905941128 DRAIN:FLUID,WATER,93.98 M... | 260 905941128 DRAIN:FLUID,WATER,93.98 MM WD X 210.82 M | 2 | ALLRFPs\Saudi Energy\SEC RFP-C001640389\downloaded-rfp\SEC RFP-C001640389.xls
Saudi Energy | SEC RFP-C001640389 | 905535214 | 270 905535214 SEAL,MECHANICAL,SPLIT,SIN... | 270 905535214 SEAL,MECHANICAL,SPLIT,SINGLE,UNBALANCED, | 4 | ALLRFPs\Saudi Energy\SEC RFP-C001640389\downloaded-rfp\SEC RFP-C001640389.xls
Saudi Energy | SEC RFP-C001640389 | 905543747 | 280 905543747 VALVE,BALL,TRUNION,2 IN,2... | 280 905543747 VALVE,BALL,TRUNION,2 IN,250 LB,350 DEG F | 4 | ALLRFPs\Saudi Energy\SEC RFP-C001640389\downloaded-rfp\SEC RFP-C001640389.xls
Saudi Energy | SEC RFP-C001640389 | 901113559 | 290 901113559 PULLEY:TIMING BELT,TAPERE... | 290 901113559 PULLEY:TIMING BELT,TAPERED BUSH BORE,153 | 9 | ALLRFPs\Saudi Energy\SEC RFP-C001640389\downloaded-rfp\SEC RFP-C001640389.xls
Saudi Energy | SEC RFP-C001641239 - 6001641239 | 904207212 | 10 904207212 CONDUCTOR:ELECTRICAL,AAAC... | 10 904207212 CONDUCTOR:ELECTRICAL,AAAC,500 SQMM,RIGHT | 6,000 | ALLRFPs\Saudi Energy\SEC RFP-C001641239 - 6001641239\downloaded-rfp\SEC RFP-C001641239 - 6001641239.xls
Saudi Energy | SEC RFP-C001641774 | 905943813 | 10 905943813 GRIP,GUY WIRE,HDGS,#BG211... | 10 905943813 GRIP,GUY WIRE,HDGS,#BG2116 | 500 | ALLRFPs\Saudi Energy\SEC RFP-C001641774\downloaded-rfp\SEC RFP-C001641774.xls
Saudi Energy | SEC RFP-C001641774 | 904507135 | 20 904507135 TURNBUCKLE:ADJUSTING,EYE ... | 20 904507135 TURNBUCKLE:ADJUSTING,EYE ENDS,7/8 IN SHA | 55 | ALLRFPs\Saudi Energy\SEC RFP-C001641774\downloaded-rfp\SEC RFP-C001641774.xls
Saudi Energy | SEC RFP-C001641817 | 905508158 | 10 905508158 STAND:MOUNTING/SUPPORTING... | 10 905508158 STAND:MOUNTING/SUPPORTING,LIQUID FUEL NO | 1 | ALLRFPs\Saudi Energy\SEC RFP-C001641817\downloaded-rfp\SEC RFP-C001641817.xls
Saudi Energy | SEC RFP-C001641840 | 908121031 | 10 908121031 SLEEVE,REPAIR,1KV,4X300MM... | 10 908121031 SLEEVE,REPAIR,1KV,4X300MM2,XLPE/PVC,1500 | 16,000 | ALLRFPs\Saudi Energy\SEC RFP-C001641840\downloaded-rfp\SEC RFP-C001641840.xls
Saudi Energy | SEC RFP-C001641840 | 908121147 | 20 908121147 BOOT,STR,HS,15KV,3X500/35... | 20 908121147 BOOT,STR,HS,15KV,3X500/35MM2,AL,XLPE,AR | 4,300 | ALLRFPs\Saudi Energy\SEC RFP-C001641840\downloaded-rfp\SEC RFP-C001641840.xls
Saudi Energy | SEC RFP-C001641840 | 908121017 | 30 908121017 CAP,CBL END,1KV,4X70-185M... | 30 908121017 CAP,CBL END,1KV,4X70-185MM2,AL,XLPE/PVC | 26,000 | ALLRFPs\Saudi Energy\SEC RFP-C001641840\downloaded-rfp\SEC RFP-C001641840.xls
Saudi Energy | SEC RFP-C001641840 | 908121026 | 40 908121026 SLEEVE,REPAIR,3X185-240/3... | 40 908121026 SLEEVE,REPAIR,3X185-240/35MM2,XLPE,ARM | 3,000 | ALLRFPs\Saudi Energy\SEC RFP-C001641840\downloaded-rfp\SEC RFP-C001641840.xls
Saudi Energy | SEC RFP-C001641840 | 908121029 | 50 908121029 SLEEVE,REPAIR,1KV,4X70-18... | 50 908121029 SLEEVE,REPAIR,1KV,4X70-185MM2,1500MM | 23,000 | ALLRFPs\Saudi Energy\SEC RFP-C001641840\downloaded-rfp\SEC RFP-C001641840.xls
Saudi Energy | SEC RFP-C001641840 | 908121080 | 60 908121080 BOOT,INSUL,CABLE-BUSHING,... | 60 908121080 BOOT,INSUL,CABLE-BUSHING,STR,36KV | 2,000 | ALLRFPs\Saudi Energy\SEC RFP-C001641840\downloaded-rfp\SEC RFP-C001641840.xls
Saudi Energy | SEC RFP-C001641840 | 908121083 | 70 908121083 BOOT,STR,36KV,1X50/16MM2,... | 70 908121083 BOOT,STR,36KV,1X50/16MM2,CU,XLPE | 2,000 | ALLRFPs\Saudi Energy\SEC RFP-C001641840\downloaded-rfp\SEC RFP-C001641840.xls
Saudi Energy | SEC RFP-C001641840 | 908121025 | 80 908121025 SLEEVE,REPAIR,36KV,1X500/... | 80 908121025 SLEEVE,REPAIR,36KV,1X500/35MM2,XLPE,UARM | 5,000 | ALLRFPs\Saudi Energy\SEC RFP-C001641840\downloaded-rfp\SEC RFP-C001641840.xls
Saudi Energy | SEC RFP-C001641840 | 908101102 | 90 908101102 COVER,CONDUCTOR,36KV,75M ... | 90 908101102 COVER,CONDUCTOR,36KV,75M LG | 1,000 | ALLRFPs\Saudi Energy\SEC RFP-C001641840\downloaded-rfp\SEC RFP-C001641840.xls
Saudi Energy | SEC RFP-C001641840 | 908121047 | 100 908121047 TERM KIT,STR,15KV,3X185/3... | 100 908121047 TERM KIT,STR,15KV,3X185/35MM2,CU | 1,000 | ALLRFPs\Saudi Energy\SEC RFP-C001641840\downloaded-rfp\SEC RFP-C001641840.xls
Saudi Energy | SEC RFP-C001641840 | 908101103 | 110 908101103 TOOL,COVER INSTALL,HAND,#... | 110 908101103 TOOL,COVER INSTALL,HAND,#MVLC-02 | 1,000 | ALLRFPs\Saudi Energy\SEC RFP-C001641840\downloaded-rfp\SEC RFP-C001641840.xls
Saudi Energy | SEC RFP-C001641840 | 908121081 | 120 908121081 BOOT,STR,36KV,3X240/35MM2... | 120 908121081 BOOT,STR,36KV,3X240/35MM2,CU,XLPE | 1,500 | ALLRFPs\Saudi Energy\SEC RFP-C001641840\downloaded-rfp\SEC RFP-C001641840.xls
Saudi Energy | SEC RFP-C001641840 | 908121019 | 130 908121019 CAP,CBL END,1KV,4X300-3X1... | 130 908121019 CAP,CBL END,1KV,4X300-3X185/35MM2,AL | 15,000 | ALLRFPs\Saudi Energy\SEC RFP-C001641840\downloaded-rfp\SEC RFP-C001641840.xls
Saudi Energy | SEC RFP-C001641840 | 908121032 | 140 908121032 SLEEVE,REPAIR,15KV,1X50MM... | 140 908121032 SLEEVE,REPAIR,15KV,1X50MM2,1500MM LG | 6,000 | ALLRFPs\Saudi Energy\SEC RFP-C001641840\downloaded-rfp\SEC RFP-C001641840.xls
Saudi Energy | SEC RFP-C001641840 | 908121145 | 150 908121145 SLEEVE,RPR,HS,15KV,3X500/... | 150 908121145 SLEEVE,RPR,HS,15KV,3X500/35MM2,AL,XLPE | 3,000 | ALLRFPs\Saudi Energy\SEC RFP-C001641840\downloaded-rfp\SEC RFP-C001641840.xls
Saudi Energy | SEC RFP-C001641840 | 908121077 | 160 908121077 BOOT,STR,15KV,3X70/16MM2,... | 160 908121077 BOOT,STR,15KV,3X70/16MM2,AL,XLPE | 3,000 | ALLRFPs\Saudi Energy\SEC RFP-C001641840\downloaded-rfp\SEC RFP-C001641840.xls
Saudi Energy | SEC RFP-C001641840 | 908121034 | 170 908121034 SLEEVE,REPAIR,15KV,3X300/... | 170 908121034 SLEEVE,REPAIR,15KV,3X300/35MM2,1500MM LG | 2,000 | ALLRFPs\Saudi Energy\SEC RFP-C001641840\downloaded-rfp\SEC RFP-C001641840.xls
Saudi Energy | SEC RFP-C001641843 | 908121151 | 10 908121151 TERM KIT,STR,PM,15KV,3X50... | 10 908121151 TERM KIT,STR,PM,15KV,3X500/35MM2,AL,O/D | 14,000 | ALLRFPs\Saudi Energy\SEC RFP-C001641843\downloaded-rfp\SEC RFP-C001641843.xls
Saudi Energy | SEC RFP-C001641843 | 908121144 | 20 908121144 CONN,ELEC,EL,DB | 20 908121144 CONN,ELEC,EL,DB | 92,000 | ALLRFPs\Saudi Energy\SEC RFP-C001641843\downloaded-rfp\SEC RFP-C001641843.xls
Saudi Energy | SEC RFP-C001641843 | 908121150 | 30 908121150 JOINT KIT,STR,PM,15KV,3X5... | 30 908121150 JOINT KIT,STR,PM,15KV,3X500/35MM2,AL,AR | 80,000 | ALLRFPs\Saudi Energy\SEC RFP-C001641843\downloaded-rfp\SEC RFP-C001641843.xls
Saudi Energy | SEC RFP-C001641843 | 908121179 | 40 908121179 SPLICE KIT:CABLE,PM,I/D,S... | 40 908121179 SPLICE KIT:CABLE,PM,I/D,STR,36KV,3PH,AL | 10,000 | ALLRFPs\Saudi Energy\SEC RFP-C001641843\downloaded-rfp\SEC RFP-C001641843.xls
Saudi Energy | SEC RFP-C001641843 | 908121137 | 50 908121137 TERM KIT,STR,PM,36KV,3X24... | 50 908121137 TERM KIT,STR,PM,36KV,3X240/35MM2,CU,AR/I | 1,500 | ALLRFPs\Saudi Energy\SEC RFP-C001641843\downloaded-rfp\SEC RFP-C001641843.xls
Saudi Energy | SEC RFP-C001641843 | 908121186 | 60 908121186 TERM KIT,STR,PM,36KV,3X40... | 60 908121186 TERM KIT,STR,PM,36KV,3X400MM2,AL/LLDPE,O | 9,000 | ALLRFPs\Saudi Energy\SEC RFP-C001641843\downloaded-rfp\SEC RFP-C001641843.xls
Saudi Energy | SEC RFP-C001641843 | 908121037 | 70 908121037 ELBOW,EC,15KV,400A,1X50/1... | 70 908121037 ELBOW,EC,15KV,400A,1X50/16MM2 | 148,000 | ALLRFPs\Saudi Energy\SEC RFP-C001641843\downloaded-rfp\SEC RFP-C001641843.xls
Saudi Energy | SEC RFP-C001641843 | 908121182 | 80 908121182 ELBOW,EC,36KV,630A,3X400/... | 80 908121182 ELBOW,EC,36KV,630A,3X400/35MM2,AL, LLDPE | 15,000 | ALLRFPs\Saudi Energy\SEC RFP-C001641843\downloaded-rfp\SEC RFP-C001641843.xls
Saudi Energy | SEC RFP-C001641843 | 908121001 | 90 908121001 JOINT KIT,STR,1KV,4X70MM2... | 90 908121001 JOINT KIT,STR,1KV,4X70MM2,AL,UAR | 135,000 | ALLRFPs\Saudi Energy\SEC RFP-C001641843\downloaded-rfp\SEC RFP-C001641843.xls
Saudi Energy | SEC RFP-C001641843 | 908121153 | 100 908121153 JOINT KIT,TRANS,PM,15KV,3... | 100 908121153 JOINT KIT,TRANS,PM,15KV,300-500/35MM2,BM | 11,000 | ALLRFPs\Saudi Energy\SEC RFP-C001641843\downloaded-rfp\SEC RFP-C001641843.xls
Saudi Energy | SEC RFP-C001641843 | 908121172 | 110 908121172 JOINT KIT,C/R,15KV,3CX185... | 110 908121172 JOINT KIT,C/R,15KV,3CX185-500,CU-AL ARM | 900 | ALLRFPs\Saudi Energy\SEC RFP-C001641843\downloaded-rfp\SEC RFP-C001641843.xls
Saudi Energy | SEC RFP-C001641843 | 908121152 | 120 908121152 TERM KIT,STR,PM,15KV,3X50... | 120 908121152 TERM KIT,STR,PM,15KV,3X500/35MM2,AL,I/D | 17,000 | ALLRFPs\Saudi Energy\SEC RFP-C001641843\downloaded-rfp\SEC RFP-C001641843.xls
Saudi Energy | SEC RFP-C001641843 | 908121141 | 130 908121141 ELBOW,EC,36KV,630A,3X240/... | 130 908121141 ELBOW,EC,36KV,630A,3X240/35MM2,CU,XLPE | 1,900 | ALLRFPs\Saudi Energy\SEC RFP-C001641843\downloaded-rfp\SEC RFP-C001641843.xls
Saudi Energy | SEC RFP-C001641843 | 908121131 | 140 908121131 JOINT KIT,STR,PM,36KV,3X2... | 140 908121131 JOINT KIT,STR,PM,36KV,3X240/35MM2,CU,AR | 3,400 | ALLRFPs\Saudi Energy\SEC RFP-C001641843\downloaded-rfp\SEC RFP-C001641843.xls
Saudi Energy | SEC RFP-C001641843 | 908121187 | 150 908121187 ELBOW,EC,36KV,630A,1X500 ... | 150 908121187 ELBOW,EC,36KV,630A,1X500 MM2,CU,XLPE | 1,100 | ALLRFPs\Saudi Energy\SEC RFP-C001641843\downloaded-rfp\SEC RFP-C001641843.xls
Saudi Energy | SEC RFP-C001641843 | 908121156 | 160 908121156 JOINT KIT,TRANS,PM,15KV,1... | 160 908121156 JOINT KIT,TRANS,PM,15KV,185-500/35MM2,BM | 19,000 | ALLRFPs\Saudi Energy\SEC RFP-C001641843\downloaded-rfp\SEC RFP-C001641843.xls
Saudi Energy | SEC RFP-C001641843 | 908121180 | 170 908121180 JOINT KIT,TRANS,PM,36KV,3... | 170 908121180 JOINT KIT,TRANS,PM,36KV,3CX400/35-3CX240 | 1,200 | ALLRFPs\Saudi Energy\SEC RFP-C001641843\downloaded-rfp\SEC RFP-C001641843.xls
Saudi Energy | SEC RFP-C001641843 | 908121178 | 180 908121178 TERM KIT,STR,PM,36KV,3X40... | 180 908121178 TERM KIT,STR,PM,36KV,3X400/35MM2 AL,I/D | 3,000 | ALLRFPs\Saudi Energy\SEC RFP-C001641843\downloaded-rfp\SEC RFP-C001641843.xls
Saudi Energy | SEC RFP-C001641843 | 908121133 | 190 908121133 TERM KIT,STR,PM,36KV,500/... | 190 908121133 TERM KIT,STR,PM,36KV,500/35MM2,CU,O/D | 500 | ALLRFPs\Saudi Energy\SEC RFP-C001641843\downloaded-rfp\SEC RFP-C001641843.xls
Saudi Energy | SEC RFP-C001641843 | 908121170 | 200 908121170 SPLICE KIT:CABLE,INJECTED... | 200 908121170 SPLICE KIT:CABLE,INJECTED CAST-RESIN, PR | 3,400 | ALLRFPs\Saudi Energy\SEC RFP-C001641843\downloaded-rfp\SEC RFP-C001641843.xls
Saudi Energy | SEC RFP-C001641843 | 908121158 | 210 908121158 JOINT KIT,TRANS,PM,15KV,5... | 210 908121158 JOINT KIT,TRANS,PM,15KV,500-300/35MM2,AL | 4,500 | ALLRFPs\Saudi Energy\SEC RFP-C001641843\downloaded-rfp\SEC RFP-C001641843.xls
Saudi Energy | SEC RFP-C001641843 | 908121113 | 220 908121113 JOINT KIT,TRANS,PM,15KV,3... | 220 908121113 JOINT KIT,TRANS,PM,15KV,3X185-300,CU-AL | 440 | ALLRFPs\Saudi Energy\SEC RFP-C001641843\downloaded-rfp\SEC RFP-C001641843.xls
Saudi Energy | SEC RFP-C001641843 | 908121176 | 230 908121176 TERM KIT:CBL,PLUGIN,1250A... | 230 908121176 TERM KIT:CBL,PLUGIN,1250A,36KV,3X400 SQM | 150 | ALLRFPs\Saudi Energy\SEC RFP-C001641843\downloaded-rfp\SEC RFP-C001641843.xls
Saudi Energy | SEC RFP-C001641843 | 908121136 | 240 908121136 TERM KIT,STR,PM,36KV,3X24... | 240 908121136 TERM KIT,STR,PM,36KV,3X240/35MM2,CU,AR/O | 1,000 | ALLRFPs\Saudi Energy\SEC RFP-C001641843\downloaded-rfp\SEC RFP-C001641843.xls
Saudi Energy | SEC RFP-C001641843 | 908121120 | 250 908121120 TERM KIT,STR,PM,36KV,50/1... | 250 908121120 TERM KIT,STR,PM,36KV,50/16MM2,CU,AR,I/D | 1,300 | ALLRFPs\Saudi Energy\SEC RFP-C001641843\downloaded-rfp\SEC RFP-C001641843.xls
Saudi Energy | SEC RFP-C001641843 | 908122014 | 260 908122014 CONNECTOR,SLV,70MM2 AL,TI... | 260 908122014 CONNECTOR,SLV,70MM2 AL,TIN PLT AL | 95,000 | ALLRFPs\Saudi Energy\SEC RFP-C001641843\downloaded-rfp\SEC RFP-C001641843.xls
Saudi Energy | SEC RFP-C001641843 | 908122003 | 270 908122003 CONNECTOR,LUG,50MM2 CU,(1... | 270 908122003 CONNECTOR,LUG,50MM2 CU,(1)M12 BLT HL | 1,200,000 | ALLRFPs\Saudi Energy\SEC RFP-C001641843\downloaded-rfp\SEC RFP-C001641843.xls
Saudi Energy | SEC RFP-C001641843 | 908121177 | 280 908121177 TERM KIT:CBL,PLUGIN,800A,... | 280 908121177 TERM KIT:CBL,PLUGIN,800A,36KV,3X400 SQMM | 110 | ALLRFPs\Saudi Energy\SEC RFP-C001641843\downloaded-rfp\SEC RFP-C001641843.xls
Saudi Energy | SEC RFP-C001641843 | 908121115 | 290 908121115 TERM KIT,STR,PM,36KV,50/1... | 290 908121115 TERM KIT,STR,PM,36KV,50/16MM2,CU,O/D | 250 | ALLRFPs\Saudi Energy\SEC RFP-C001641843\downloaded-rfp\SEC RFP-C001641843.xls
Saudi Energy | SEC RFP-C001641843 | 908122016 | 300 908122016 CONNECTOR,SLV,300MM2 AL,T... | 300 908122016 CONNECTOR,SLV,300MM2 AL,TIN PLT AL | 78,000 | ALLRFPs\Saudi Energy\SEC RFP-C001641843\downloaded-rfp\SEC RFP-C001641843.xls
Saudi Energy | SEC RFP-C001641843 | 908122045 | 310 908122045 CONN,ELEC,TERM,15KV,500SQ... | 310 908122045 CONN,ELEC,TERM,15KV,500SQMM,BI,4HPAD | 8,000 | ALLRFPs\Saudi Energy\SEC RFP-C001641843\downloaded-rfp\SEC RFP-C001641843.xls
Saudi Energy | SEC RFP-C001641843 | 908122007 | 320 908122007 CONNECTOR,LUG,300MM2 AL,(... | 320 908122007 CONNECTOR,LUG,300MM2 AL,(1)M17 BLT HL | 100,000 | ALLRFPs\Saudi Energy\SEC RFP-C001641843\downloaded-rfp\SEC RFP-C001641843.xls
Saudi Energy | SEC RFP-C001641843 | 908121134 | 330 908121134 TERM KIT,STR,PM,36KV,500/... | 330 908121134 TERM KIT,STR,PM,36KV,500/35MM2,CU,I/D | 13 | ALLRFPs\Saudi Energy\SEC RFP-C001641843\downloaded-rfp\SEC RFP-C001641843.xls
Saudi Energy | SEC RFP-C001641843 | 908122038 | 340 908122038 CONNECTOR,LUG,500SQMM CU,... | 340 908122038 CONNECTOR,LUG,500SQMM CU,17MMDIA,108MMLG | 8,000 | ALLRFPs\Saudi Energy\SEC RFP-C001641843\downloaded-rfp\SEC RFP-C001641843.xls
Saudi Energy | SEC RFP-C001641843 | 908202030 | 350 908202030 CONN,ELEC,TERM,CU STR,35S... | 350 908202030 CONN,ELEC,TERM,CU STR,35SQMM CNDCTR | 7,000,000 | ALLRFPs\Saudi Energy\SEC RFP-C001641843\downloaded-rfp\SEC RFP-C001641843.xls
Saudi Energy | SEC RFP-C001642265 | 901419385 | 10 901419385 BLOCK,BULK NOUN: | 10 901419385 BLOCK,BULK NOUN: | 1 | ALLRFPs\Saudi Energy\SEC RFP-C001642265\downloaded-rfp\SEC RFP-C001642265.xls
Saudi Energy | SEC RFP-C001642265 | 902467993 | 20 902467993 SWITCH,SEL,#1HDH112000P00... | 20 902467993 SWITCH,SEL,#1HDH112000P0008 | 1 | ALLRFPs\Saudi Energy\SEC RFP-C001642265\downloaded-rfp\SEC RFP-C001642265.xls
Saudi Energy | SEC RFP-C001642265 | 901499002 | 30 901499002 PIN,COUPLING FOR MAIN OIL... | 30 901499002 PIN,COUPLING FOR MAIN OIL PUMP FOR BFP-S | 4 | ALLRFPs\Saudi Energy\SEC RFP-C001642265\downloaded-rfp\SEC RFP-C001642265.xls
Saudi Energy | SEC RFP-C001642265 | 901207351 | 40 901207351 SEAT,BALANCE DISC,200 MM ... | 40 901207351 SEAT,BALANCE DISC,200 MM ID X 358 MM OD | 1 | ALLRFPs\Saudi Energy\SEC RFP-C001642265\downloaded-rfp\SEC RFP-C001642265.xls
Saudi Energy | SEC RFP-C001642265 | 902465599 | 50 902465599 RING,SWING CHECK VALVE / ... | 50 902465599 RING,SWING CHECK VALVE / COVER SEAL,740 | 8 | ALLRFPs\Saudi Energy\SEC RFP-C001642265\downloaded-rfp\SEC RFP-C001642265.xls
Saudi Energy | SEC RFP-C001642265 | 901407633 | 60 901407633 SLEEVE, | 60 901407633 SLEEVE, | 6 | ALLRFPs\Saudi Energy\SEC RFP-C001642265\downloaded-rfp\SEC RFP-C001642265.xls
Saudi Energy | SEC RFP-C001642265 | 902207594 | 70 902207594 ASSEMBLY,BOILER BURNER OI... | 70 902207594 ASSEMBLY,BOILER BURNER OIL GUN,FLEXIBLE | 3 | ALLRFPs\Saudi Energy\SEC RFP-C001642265\downloaded-rfp\SEC RFP-C001642265.xls
Saudi Energy | SEC RFP-C001642265 | 902468461 | 80 902468461 MECH:BULK NOUN,PARENT EQU... | 80 902468461 MECH:BULK NOUN,PARENT EQUIPMENT/FUNCTION | 3 | ALLRFPs\Saudi Energy\SEC RFP-C001642265\downloaded-rfp\SEC RFP-C001642265.xls
Saudi Energy | SEC RFP-C001642265 | 901426739 | 90 901426739 SEGMENT, | 90 901426739 SEGMENT, | 16 | ALLRFPs\Saudi Energy\SEC RFP-C001642265\downloaded-rfp\SEC RFP-C001642265.xls
Saudi Energy | SEC RFP-C001642265 | 901426740 | 100 901426740 SEGMENT, | 100 901426740 SEGMENT, | 24 | ALLRFPs\Saudi Energy\SEC RFP-C001642265\downloaded-rfp\SEC RFP-C001642265.xls
Saudi Energy | SEC RFP-C001642265 | 901426741 | 110 901426741 RING, | 110 901426741 RING, | 8 | ALLRFPs\Saudi Energy\SEC RFP-C001642265\downloaded-rfp\SEC RFP-C001642265.xls
Saudi Energy | SEC RFP-C001642265 | 901426742 | 120 901426742 SEGMENT, | 120 901426742 SEGMENT, | 24 | ALLRFPs\Saudi Energy\SEC RFP-C001642265\downloaded-rfp\SEC RFP-C001642265.xls
Saudi Energy | SEC RFP-C001642265 | 900461760 | 130 900461760 BLOCK,BULK NOUN:STEEL,UNL... | 130 900461760 BLOCK,BULK NOUN:STEEL,UNLOADING ARM AND | 1 | ALLRFPs\Saudi Energy\SEC RFP-C001642265\downloaded-rfp\SEC RFP-C001642265.xls
Saudi Energy | SEC RFP-C001642265 | 901416814 | 140 901416814 TRANSMITTER,SIGNAL: | 140 901416814 TRANSMITTER,SIGNAL: | 2 | ALLRFPs\Saudi Energy\SEC RFP-C001642265\downloaded-rfp\SEC RFP-C001642265.xls
Saudi Energy | SEC RFP-C001642265 | 901304780 | 150 901304780 BUSHING,OIL SF6,2780 MM L... | 150 901304780 BUSHING,OIL SF6,2780 MM LG,RESIN IMPREGN | 1 | ALLRFPs\Saudi Energy\SEC RFP-C001642265\downloaded-rfp\SEC RFP-C001642265.xls
Saudi Energy | SEC RFP-C001642265 | 901401303 | 160 901401303 INSULATOR:BUSHING, | 160 901401303 INSULATOR:BUSHING, | 1 | ALLRFPs\Saudi Energy\SEC RFP-C001642265\downloaded-rfp\SEC RFP-C001642265.xls
Saudi Energy | SEC RFP-C001642265 | 901406707 | 170 901406707 TFMR,CUR,2000 A,2000 A:40... | 170 901406707 TFMR,CUR,2000 A,2000 A:400 MA AR,#HCMR20 | 1 | ALLRFPs\Saudi Energy\SEC RFP-C001642265\downloaded-rfp\SEC RFP-C001642265.xls
Saudi Energy | SEC RFP-C001642265 | 901477156 | 180 901477156 BOARD,PC,SODIUM ANALYZER ... | 180 901477156 BOARD,PC,SODIUM ANALYZER MOTHER BOARD,#0 | 2 | ALLRFPs\Saudi Energy\SEC RFP-C001642265\downloaded-rfp\SEC RFP-C001642265.xls
Saudi Energy | SEC RFP-C001642265 | 902464713 | 190 902464713 BOARD,PC,PULSE OUTPUT BOA... | 190 902464713 BOARD,PC,PULSE OUTPUT BOARD,#TEANE120339 | 3 | ALLRFPs\Saudi Energy\SEC RFP-C001642265\downloaded-rfp\SEC RFP-C001642265.xls
Saudi Energy | SEC RFP-C001642265 | 902464926 | 200 902464926 BUSHING,GENERATOR STEP UP... | 200 902464926 BUSHING,GENERATOR STEP UP TRANSFORMER,68 | 1 | ALLRFPs\Saudi Energy\SEC RFP-C001642265\downloaded-rfp\SEC RFP-C001642265.xls
Saudi Energy | SEC RFP-C001642265 | 901146950 | 210 901146950 TESTER,ELECTRICAL:GENERAT... | 210 901146950 TESTER,ELECTRICAL:GENERATOR ROTOR RSO TE | 1 | ALLRFPs\Saudi Energy\SEC RFP-C001642265\downloaded-rfp\SEC RFP-C001642265.xls
Saudi Energy | SEC RFP-C001642265 | 901205898 | 220 901205898 VALVE,RELIEF,320 PSIG,#18... | 220 901205898 VALVE,RELIEF,320 PSIG,#1811PB03X122WSC | 1 | ALLRFPs\Saudi Energy\SEC RFP-C001642265\downloaded-rfp\SEC RFP-C001642265.xls
Saudi Energy | SEC RFP-C001642265 | 901214861 | 230 901214861 BOARD,PC,#2031572 | 230 901214861 BOARD,PC,#2031572 | 1 | ALLRFPs\Saudi Energy\SEC RFP-C001642265\downloaded-rfp\SEC RFP-C001642265.xls
Saudi Energy | SEC RFP-C001642265 | 901200278 | 240 901200278 BUSHING,ELECTRICAL CONDUC... | 240 901200278 BUSHING,ELECTRICAL CONDUCTOR,700 MM DIA | 1 | ALLRFPs\Saudi Energy\SEC RFP-C001642265\downloaded-rfp\SEC RFP-C001642265.xls
Saudi Energy | SEC RFP-C001642265 | 902466530 | 250 902466530 RADIO:MOBILE,FREQUENCY MO... | 250 902466530 RADIO:MOBILE,FREQUENCY MODULATION,2402 T | 3 | ALLRFPs\Saudi Energy\SEC RFP-C001642265\downloaded-rfp\SEC RFP-C001642265.xls
Saudi Energy | SEC RFP-C001642265 | 901122288 | 260 901122288 TAPE,BANDING: | 260 901122288 TAPE,BANDING: | 96 | ALLRFPs\Saudi Energy\SEC RFP-C001642265\downloaded-rfp\SEC RFP-C001642265.xls
Saudi Energy | SEC RFP-C001642265 | 901499121 | 270 901499121 WASHER,LOCK,SSTL,12MM,13.... | 270 901499121 WASHER,LOCK,SSTL,12MM,13.5 MM ID,#NB3364 | 72 | ALLRFPs\Saudi Energy\SEC RFP-C001642265\downloaded-rfp\SEC RFP-C001642265.xls
Saudi Energy | SEC RFP-C001642287 - 6001642287 | 905502008 | 10 905502008 CABLE,ELEC,CU,XLPE,630SQM... | 10 905502008 CABLE,ELEC,CU,XLPE,630SQMM,1,WH,#LPG0471 | 500 | ALLRFPs\Saudi Energy\SEC RFP-C001642287 - 6001642287\downloaded-rfp\SEC RFP-C001642287 - 6001642287.xls
Saudi Energy | SEC RFP-C001643439 | 901105157 | 10 901105157 DRIVER,PD,BLACK HEAT TREA... | 10 901105157 DRIVER,PD,BLACK HEAT TREATED ASTL,#VFD01 | 2 | ALLRFPs\Saudi Energy\SEC RFP-C001643439\downloaded-rfp\SEC RFP-C001643439.xls
Saudi Energy | SEC RFP-C001643439 | 905928530 | 20 905928530 FAN:CENTRIFUGAL,10 HP 460... | 20 905928530 FAN:CENTRIFUGAL,10 HP 460 VAC 3 PH 60 HZ | 1 | ALLRFPs\Saudi Energy\SEC RFP-C001643439\downloaded-rfp\SEC RFP-C001643439.xls
Saudi Energy | SEC RFP-C001643439 | 901113496 | 30 901113496 BORESCOPE:FLEXIBLE,6 MM D... | 30 901113496 BORESCOPE:FLEXIBLE,6 MM DIA,3/5 M LG,10X | 1 | ALLRFPs\Saudi Energy\SEC RFP-C001643439\downloaded-rfp\SEC RFP-C001643439.xls
Saudi Energy | SEC RFP-C001643439 | 902008769 | 50 902008769 CABLE:IGNITION,10 MM DIA ... | 50 902008769 CABLE:IGNITION,10 MM DIA X 8 M LG,RBR BR | 4 | ALLRFPs\Saudi Energy\SEC RFP-C001643439\downloaded-rfp\SEC RFP-C001643439.xls
Saudi Energy | SEC RFP-C001643439 | 905862229 | 60 905862229 TUBE,PROBE GUIDE,22 MM ID... | 60 905862229 TUBE,PROBE GUIDE,22 MM ID X 25.5 MM OD X | 2 | ALLRFPs\Saudi Energy\SEC RFP-C001643439\downloaded-rfp\SEC RFP-C001643439.xls
Saudi Energy | SEC RFP-C001643439 | 902010688 | 70 902010688 ADAPTER,T-P,STL,3/8 IN TB... | 70 902010688 ADAPTER,T-P,STL,3/8 IN TB,3/8 IN PS,#S60 | 4 | ALLRFPs\Saudi Energy\SEC RFP-C001643439\downloaded-rfp\SEC RFP-C001643439.xls
Saudi Energy | SEC RFP-C001643439 | 901322767 | 80 901322767 ADAPTER,TUBE TO PIPE, GAS... | 80 901322767 ADAPTER,TUBE TO PIPE, GAS TURBINE,COMPRE | 1 | ALLRFPs\Saudi Energy\SEC RFP-C001643439\downloaded-rfp\SEC RFP-C001643439.xls
Saudi Energy | SEC RFP-C001643439 | 905874310 | 90 905874310 SLEEVE,SHAFT,41.50 MM ID ... | 90 905874310 SLEEVE,SHAFT,41.50 MM ID X (49 MM X 54 M | 2 | ALLRFPs\Saudi Energy\SEC RFP-C001643439\downloaded-rfp\SEC RFP-C001643439.xls
Saudi Energy | SEC RFP-C001643439 | 901400216 | 100 901400216 PISTON,STARTING MOTOR,72 ... | 100 901400216 PISTON,STARTING MOTOR,72 MM LG X 93 MM W | 1 | ALLRFPs\Saudi Energy\SEC RFP-C001643439\downloaded-rfp\SEC RFP-C001643439.xls
Saudi Energy | SEC RFP-C001643806 | 909205390 | 10 909205390 SHEET:METALLIC,CLADING SH... | 10 909205390 SHEET:METALLIC,CLADING SHEET FOR PIPING | 15 | ALLRFPs\Saudi Energy\SEC RFP-C001643806\downloaded-rfp\SEC RFP-C001643806.xls
Saudi Energy | SEC RFP-C001643806 | 909204591 | 20 909204591 SHEET:METALLIC,BURNER, BO... | 20 909204591 SHEET:METALLIC,BURNER, BOILER,1.5 MTR WD | 20 | ALLRFPs\Saudi Energy\SEC RFP-C001643806\downloaded-rfp\SEC RFP-C001643806.xls
Saudi Energy | SEC RFP-C001643806 | 909111526 | 30 909111526 PLATE,BULK NOUN:CORTEN ST... | 30 909111526 PLATE,BULK NOUN:CORTEN STEEL,RAW MATERIA | 30 | ALLRFPs\Saudi Energy\SEC RFP-C001643806\downloaded-rfp\SEC RFP-C001643806.xls
Saudi Energy | SEC RFP-C001643806 | 909111539 | 40 909111539 ANGLE,BULK NOUN:90 DEG,60... | 40 909111539 ANGLE,BULK NOUN:90 DEG,6000 MM,ASTM A992 | 10 | ALLRFPs\Saudi Energy\SEC RFP-C001643806\downloaded-rfp\SEC RFP-C001643806.xls
Saudi Energy | SEC RFP-C001643806 | 909111542 | 50 909111542 ANGLE,BULK NOUN:90,6000,A... | 50 909111542 ANGLE,BULK NOUN:90,6000,ASTM A992,RAW MA | 10 | ALLRFPs\Saudi Energy\SEC RFP-C001643806\downloaded-rfp\SEC RFP-C001643806.xls
Saudi Energy | SEC RFP-C001643806 | 909111518 | 60 909111518 PLATE,BULK NOUN:ASTM A 99... | 60 909111518 PLATE,BULK NOUN:ASTM A 992,RAW MATERIAL, | 30 | ALLRFPs\Saudi Energy\SEC RFP-C001643806\downloaded-rfp\SEC RFP-C001643806.xls
Saudi Energy | SEC RFP-C001643806 | 909111555 | 70 909111555 ROD,BULK NOUN:SA479310S,R... | 70 909111555 ROD,BULK NOUN:SA479310S,ROUND BARS,12 MM | 20 | ALLRFPs\Saudi Energy\SEC RFP-C001643806\downloaded-rfp\SEC RFP-C001643806.xls
Saudi Energy | SEC RFP-C001645514 | 900600047 | 10 900600047 WIRE:OPTICAL-GROUND,TIGHT... | 10 900600047 WIRE:OPTICAL-GROUND,TIGHT BUFFERED,24,10 | 10,000 | ALLRFPs\Saudi Energy\SEC RFP-C001645514\downloaded-rfp\SEC RFP-C001645514.xls
Saudi Energy | SEC RFP-C001645514 | 900600048 | 20 900600048 WIRE:OPTICAL-GROUND,SINGL... | 20 900600048 WIRE:OPTICAL-GROUND,SINGLE MODE,48,3.5 M | 10,000 | ALLRFPs\Saudi Energy\SEC RFP-C001645514\downloaded-rfp\SEC RFP-C001645514.xls
Saudi Energy | SEC RFP-C001645514 | 905696156 | 30 905696156 CALIBRATOR,#MZT1650S0 | 30 905696156 CALIBRATOR,#MZT1650S0 | 1 | ALLRFPs\Saudi Energy\SEC RFP-C001645514\downloaded-rfp\SEC RFP-C001645514.xls
Saudi Energy | SEC RFP-C001645514 | 903108243 | 40 903108243 CORD,PATCH,FIBRE OPTIC,9/... | 40 903108243 CORD,PATCH,FIBRE OPTIC,9/125 UPC 2.8MM | 10 | ALLRFPs\Saudi Energy\SEC RFP-C001645514\downloaded-rfp\SEC RFP-C001645514.xls
Saudi Energy | SEC RFP-C001645514 | 909106303 | 50 909106303 MODULE,PWR SUPPLY,#P13986... | 50 909106303 MODULE,PWR SUPPLY,#P13986905044309416633 | 2 | ALLRFPs\Saudi Energy\SEC RFP-C001645514\downloaded-rfp\SEC RFP-C001645514.xls
Saudi Energy | SEC RFP-C001646189 | 909501488 | 10 909501488 STAND:MOUNTING/SUPPORTING | 10 909501488 STAND:MOUNTING/SUPPORTING | 10 | ALLRFPs\Saudi Energy\SEC RFP-C001646189\downloaded-rfp\SEC RFP-C001646189.xls
Saudi Energy | SEC RFP-C001646189 | 902468538 | 20 902468538 ROUTER:NWK | 20 902468538 ROUTER:NWK | 1 | ALLRFPs\Saudi Energy\SEC RFP-C001646189\downloaded-rfp\SEC RFP-C001646189.xls
Saudi Energy | SEC RFP-C001646189 | 909108758 | 30 909108758 CLEANER,INDUSTRIAL:CHLORI... | 30 909108758 CLEANER,INDUSTRIAL:CHLORINATING,CHLORINA | 60 | ALLRFPs\Saudi Energy\SEC RFP-C001646189\downloaded-rfp\SEC RFP-C001646189.xls
Saudi Energy | SEC RFP-C001646725 | 902019975 | 10 902019975 MODULE:INPUT,RTU,32-ANALO... | 10 902019975 MODULE:INPUT,RTU,32-ANALOG,20 TO 60 VDC, | 4 | ALLRFPs\Saudi Energy\SEC RFP-C001646725\downloaded-rfp\SEC RFP-C001646725.xls
Saudi Energy | SEC RFP-C001646725 | 903100569 | 20 903100569 INSULATOR,POST,PORC,CAST ... | 20 903100569 INSULATOR,POST,PORC,CAST RESIN,450 MM LG | 2 | ALLRFPs\Saudi Energy\SEC RFP-C001646725\downloaded-rfp\SEC RFP-C001646725.xls
Saudi Energy | SEC RFP-C001646725 | 903101009 | 30 903101009 MODULE:CONTROL,RATE ADAPT... | 30 903101009 MODULE:CONTROL,RATE ADAPTER CARD DIGITAL | 3 | ALLRFPs\Saudi Energy\SEC RFP-C001646725\downloaded-rfp\SEC RFP-C001646725.xls
Saudi Energy | SEC RFP-C001646725 | 903100562 | 40 903100562 MODULE:CONTROL,FIRST LEVE... | 40 903100562 MODULE:CONTROL,FIRST LEVEL CONTROLLER,18 | 6 | ALLRFPs\Saudi Energy\SEC RFP-C001646725\downloaded-rfp\SEC RFP-C001646725.xls
Saudi Energy | SEC RFP-C001646725 | 903100565 | 50 903100565 MODULE:CONTROL,24 X MULTI... | 50 903100565 MODULE:CONTROL,24 X MULTI RATE UNIVERSAL | 2 | ALLRFPs\Saudi Energy\SEC RFP-C001646725\downloaded-rfp\SEC RFP-C001646725.xls
Saudi Energy | SEC RFP-C001646725 | 905652181 | 60 905652181 TRANSDUCER:VOLTAGE,0 TO 1... | 60 905652181 TRANSDUCER:VOLTAGE,0 TO 132 VAC 60 HZ IN | 15 | ALLRFPs\Saudi Energy\SEC RFP-C001646725\downloaded-rfp\SEC RFP-C001646725.xls
Saudi Energy | SEC RFP-C001646725 | 900600085 | 70 900600085 CABLE,FBROPT,SM,15M,DPLX ... | 70 900600085 CABLE,FBROPT,SM,15M,DPLX FBR,YEL JKT,#PC | 20 | ALLRFPs\Saudi Energy\SEC RFP-C001646725\downloaded-rfp\SEC RFP-C001646725.xls
Saudi Energy | SEC RFP-C001646725 | 905651918 | 80 905651918 MODULE:CONTROL,SDH,CE, UL... | 80 905651918 MODULE:CONTROL,SDH,CE, UL LISTED | 10 | ALLRFPs\Saudi Energy\SEC RFP-C001646725\downloaded-rfp\SEC RFP-C001646725.xls
Saudi Energy | SEC RFP-C001646725 | 900600057 | 90 900600057 CORD,PATCH,20 M LG,FC-FC ... | 90 900600057 CORD,PATCH,20 M LG,FC-FC CONN | 20 | ALLRFPs\Saudi Energy\SEC RFP-C001646725\downloaded-rfp\SEC RFP-C001646725.xls
Saudi Energy | SEC RFP-C001646725 | 904203853 | 100 904203853 TRANSDUCER:POSITION,0 TO ... | 100 904203853 TRANSDUCER:POSITION,0 TO 400 OHM INPUT,0 | 20 | ALLRFPs\Saudi Energy\SEC RFP-C001646725\downloaded-rfp\SEC RFP-C001646725.xls
Saudi Energy | SEC RFP-C001646725 | 904207175 | 110 904207175 SWITCH:ELECTRONIC,WAN / L... | 110 904207175 SWITCH:ELECTRONIC,WAN / LAN,48 VDC,11 A, | 20 | ALLRFPs\Saudi Energy\SEC RFP-C001646725\downloaded-rfp\SEC RFP-C001646725.xls
Saudi Energy | SEC RFP-C001647138 | 909104434 | 10 909104434 WRENCH,IMP,3/4 DR,810,AIR... | 10 909104434 WRENCH,IMP,3/4 DR,810,AIR,9500 | 4 | ALLRFPs\Saudi Energy\SEC RFP-C001647138\downloaded-rfp\SEC RFP-C001647138.xls
Saudi Energy | SEC RFP-C001647138 | 905694829 | 20 905694829 STAND:MOUNTING/SUPPORTING... | 20 905694829 STAND:MOUNTING/SUPPORTING,DIAL TEST INDI | 5 | ALLRFPs\Saudi Energy\SEC RFP-C001647138\downloaded-rfp\SEC RFP-C001647138.xls
Saudi Energy | SEC RFP-C001647138 | 905695007 | 30 905695007 BIN,STORAGE:66 IN H X 36 ... | 30 905695007 BIN,STORAGE:66 IN H X 36 IN W X 30 IN D | 3 | ALLRFPs\Saudi Energy\SEC RFP-C001647138\downloaded-rfp\SEC RFP-C001647138.xls
Saudi Energy | SEC RFP-C001647138 | 909200321 | 40 909200321 SEPARATOR,FLUID:GTPX413TG... | 40 909200321 SEPARATOR,FLUID:GTPX413TGT,DIESEL,COMPLE | 1 | ALLRFPs\Saudi Energy\SEC RFP-C001647138\downloaded-rfp\SEC RFP-C001647138.xls
Saudi Energy | SEC RFP-C001647138 | 905910818 | 50 905910818 GASKET,PIPING ARRANGEMENT... | 50 905910818 GASKET,PIPING ARRANGEMENT,SPIRAL WOUND,F | 50 | ALLRFPs\Saudi Energy\SEC RFP-C001647138\downloaded-rfp\SEC RFP-C001647138.xls
Saudi Energy | SEC RFP-C001647140 | 909501493 | 10 909501493 CLAMP:BULK NOUN | 10 909501493 CLAMP:BULK NOUN | 100 | ALLRFPs\Saudi Energy\SEC RFP-C001647140\downloaded-rfp\SEC RFP-C001647140.xls
Saudi Energy | SEC RFP-C001647140 | 909501492 | 20 909501492 FSTR:BULK NOUN | 20 909501492 FSTR:BULK NOUN | 100 | ALLRFPs\Saudi Energy\SEC RFP-C001647140\downloaded-rfp\SEC RFP-C001647140.xls
Saudi Energy | SEC RFP-C001647140 | 909501460 | 30 909501460 CLAMP:BULK NOUN | 30 909501460 CLAMP:BULK NOUN | 100 | ALLRFPs\Saudi Energy\SEC RFP-C001647140\downloaded-rfp\SEC RFP-C001647140.xls
Saudi Energy | SEC RFP-C001647140 | 909501536 | 40 909501536 SADDLE:PIPE,CU,95 SQMM PS | 40 909501536 SADDLE:PIPE,CU,95 SQMM PS | 100 | ALLRFPs\Saudi Energy\SEC RFP-C001647140\downloaded-rfp\SEC RFP-C001647140.xls
Saudi Energy | SEC RFP-C001647140 | 909501538 | 50 909501538 CNDCTR:ELEC | 50 909501538 CNDCTR:ELEC | 500 | ALLRFPs\Saudi Energy\SEC RFP-C001647140\downloaded-rfp\SEC RFP-C001647140.xls
Saudi Energy | SEC RFP-C001647936 - 6001647936 | 904206582 | 10 904206582 CABLE,ELEC,CU,XLPE,630SQM... | 10 904206582 CABLE,ELEC,CU,XLPE,630SQMM,1,#HC3YNA1630 | 1,000 | ALLRFPs\Saudi Energy\SEC RFP-C001647936 - 6001647936\downloaded-rfp\SEC RFP-C001647936 - 6001647936.xls
Saudi Energy | SEC RFP-C001647938 - 6001647938 | 905658211 | 10 905658211 CONDUCTOR:ELECTRICAL,ACSR... | 10 905658211 CONDUCTOR:ELECTRICAL,ACSR,795 MCM,54/7,R | 5,000 | ALLRFPs\Saudi Energy\SEC RFP-C001647938 - 6001647938\downloaded-rfp\SEC RFP-C001647938 - 6001647938.xls
Saudi Energy | SEC RFP-C001647941 | 901100520 | 10 901100520 CABLE,DTCR,10 M LG,BLACK ... | 10 901100520 CABLE,DTCR,10 M LG,BLACK POLYSTER,#362A3 | 5 | ALLRFPs\Saudi Energy\SEC RFP-C001647941\downloaded-rfp\SEC RFP-C001647941.xls
Saudi Energy | SEC RFP-C001647941 | 905902407 | 20 905902407 CABLE:IGNITION,14 MM DIA ... | 20 905902407 CABLE:IGNITION,14 MM DIA X 800 MM LG,25 | 3 | ALLRFPs\Saudi Energy\SEC RFP-C001647941\downloaded-rfp\SEC RFP-C001647941.xls
Saudi Energy | SEC RFP-C001647941 | 902008785 | 30 902008785 CABLE:IGNITION,(6 MM X 8 ... | 30 902008785 CABLE:IGNITION,(6 MM X 8 MM X 13 MM) DIA | 1 | ALLRFPs\Saudi Energy\SEC RFP-C001647941\downloaded-rfp\SEC RFP-C001647941.xls
Saudi Energy | SEC RFP-C001647941 | 902005676 | 40 902005676 ELEMENT,FILTER,FUEL OIL,D... | 40 902005676 ELEMENT,FILTER,FUEL OIL,DIESEL ENGINE,19 | 6 | ALLRFPs\Saudi Energy\SEC RFP-C001647941\downloaded-rfp\SEC RFP-C001647941.xls
Saudi Energy | SEC RFP-C001647941 | 905941725 | 50 905941725 ELEMENT,FILTER,AIR,COMPRE... | 50 905941725 ELEMENT,FILTER,AIR,COMPRESSOR,10 MICRON, | 10 | ALLRFPs\Saudi Energy\SEC RFP-C001647941\downloaded-rfp\SEC RFP-C001647941.xls
Saudi Energy | SEC RFP-C001647941 | 905896960 | 60 905896960 TRANSDUCER:POWER,4 TO 20 ... | 60 905896960 TRANSDUCER:POWER,4 TO 20 MA OUTPUT,DIN 4 | 16 | ALLRFPs\Saudi Energy\SEC RFP-C001647941\downloaded-rfp\SEC RFP-C001647941.xls
Saudi Energy | SEC RFP-C001647941 | 902506515 | 70 902506515 RECEIVER,STATIONARY PHOTO... | 70 902506515 RECEIVER,STATIONARY PHOTO OPTICAL (FIELD | 1 | ALLRFPs\Saudi Energy\SEC RFP-C001647941\downloaded-rfp\SEC RFP-C001647941.xls
Saudi Energy | SEC RFP-C001647941 | 905899561 | 80 905899561 RELAY,THERM OL,BIMTLC,29 ... | 80 905899561 RELAY,THERM OL,BIMTLC,29 TO 42 A,1NO1NC | 2 | ALLRFPs\Saudi Energy\SEC RFP-C001647941\downloaded-rfp\SEC RFP-C001647941.xls
Saudi Energy | SEC RFP-C001647941 | 902500281 | 90 902500281 CAP,END UNISTUT CHANNEL,(... | 90 902500281 CAP,END UNISTUT CHANNEL,(17.3 MM X 22.6 | 3 | ALLRFPs\Saudi Energy\SEC RFP-C001647941\downloaded-rfp\SEC RFP-C001647941.xls
Saudi Energy | SEC RFP-C001648033 | 901401058 | 10 901401058 ASSEMBLY,PULSE CLEANING A... | 10 901401058 ASSEMBLY,PULSE CLEANING AIR COMPRESSOR | 1 | ALLRFPs\Saudi Energy\SEC RFP-C001648033\downloaded-rfp\SEC RFP-C001648033.xls
Saudi Energy | SEC RFP-C001648033 | 901401220 | 20 901401220 PUMP,CNTRFGL,308 GPM,1 ST... | 20 901401220 PUMP,CNTRFGL,308 GPM,1 STG,#872678501PUM | 1 | ALLRFPs\Saudi Energy\SEC RFP-C001648033\downloaded-rfp\SEC RFP-C001648033.xls
Saudi Energy | SEC RFP-C001648033 | 905867711 | 30 905867711 PUMP,CNTRFGL,600 GPM,285 ... | 30 905867711 PUMP,CNTRFGL,600 GPM,285 FT HD HD,#PH224 | 1 | ALLRFPs\Saudi Energy\SEC RFP-C001648033\downloaded-rfp\SEC RFP-C001648033.xls
Saudi Energy | SEC RFP-C001648033 | 905867991 | 40 905867991 PUMP,CNTRFGL,162 GPM,1 ST... | 40 905867991 PUMP,CNTRFGL,162 GPM,1 STG,100 FT HD,#04 | 1 | ALLRFPs\Saudi Energy\SEC RFP-C001648033\downloaded-rfp\SEC RFP-C001648033.xls
Saudi Energy | SEC RFP-C001648033 | 901019331 | 50 901019331 SHAFT,GEAR, HELICAL,280 M... | 50 901019331 SHAFT,GEAR, HELICAL,280 MM LG,STL | 1 | ALLRFPs\Saudi Energy\SEC RFP-C001648033\downloaded-rfp\SEC RFP-C001648033.xls
Saudi Energy | SEC RFP-C001648033 | 901400990 | 60 901400990 PUMP,CNTRFGL,55 CMH,1 STG... | 60 901400990 PUMP,CNTRFGL,55 CMH,1 STG,110 M HD,#6540 | 1 | ALLRFPs\Saudi Energy\SEC RFP-C001648033\downloaded-rfp\SEC RFP-C001648033.xls
Saudi Energy | SEC RFP-C001648033 | 905863142 | 70 905863142 UNION,TUBE,STL,1 IN (25.4... | 70 905863142 UNION,TUBE,STL,1 IN (25.4 MM),COMP CONN | 2 | ALLRFPs\Saudi Energy\SEC RFP-C001648033\downloaded-rfp\SEC RFP-C001648033.xls
Saudi Energy | SEC RFP-C001648033 | 905861030 | 80 905861030 BRUSH,ELEC,TURNING GEAR M... | 80 905861030 BRUSH,ELEC,TURNING GEAR MOTOR,CRBN,#1609 | 4 | ALLRFPs\Saudi Energy\SEC RFP-C001648033\downloaded-rfp\SEC RFP-C001648033.xls
Saudi Energy | SEC RFP-C001648033 | 905926450 | 90 905926450 GAUGE,BALL: | 90 905926450 GAUGE,BALL: | 3 | ALLRFPs\Saudi Energy\SEC RFP-C001648033\downloaded-rfp\SEC RFP-C001648033.xls
Saudi Energy | SEC RFP-C001648033 | 905887132 | 100 905887132 GLASS,SIGHT,OIL CIRCUIT B... | 100 905887132 GLASS,SIGHT,OIL CIRCUIT BREAKER,7 MM ID | 3 | ALLRFPs\Saudi Energy\SEC RFP-C001648033\downloaded-rfp\SEC RFP-C001648033.xls
Saudi Energy | SEC RFP-C001648033 | 905887451 | 110 905887451 PLATE,OIL BAFFLE,TURBOCHA... | 110 905887451 PLATE,OIL BAFFLE,TURBOCHARGER,DIESEL ENG | 5 | ALLRFPs\Saudi Energy\SEC RFP-C001648033\downloaded-rfp\SEC RFP-C001648033.xls
Saudi Energy | SEC RFP-C001648033 | 905888746 | 120 905888746 FUSE:LOW VOLTAGE,2 A,550 ... | 120 905888746 FUSE:LOW VOLTAGE,2 A,550 VAC/250 VDC,80 | 7 | ALLRFPs\Saudi Energy\SEC RFP-C001648033\downloaded-rfp\SEC RFP-C001648033.xls
Saudi Energy | SEC RFP-C001648033 | 905866119 | 130 905866119 WASHER,FLAT,RD,STL,1/4 IN... | 130 905866119 WASHER,FLAT,RD,STL,1/4 IN ID,1/16 IN TH | 7 | ALLRFPs\Saudi Energy\SEC RFP-C001648033\downloaded-rfp\SEC RFP-C001648033.xls
Saudi Energy | SEC RFP-C001648033 | 905928564 | 140 905928564 RELAY:GP,10 A 250 VAC,120... | 140 905928564 RELAY:GP,10 A 250 VAC,120 VAC ,IP40,IEC | 1 | ALLRFPs\Saudi Energy\SEC RFP-C001648033\downloaded-rfp\SEC RFP-C001648033.xls
Saudi Energy | SEC RFP-C001648033 | 905861067 | 150 905861067 CABLE:IGNITION,(2) 16 AWG... | 150 905861067 CABLE:IGNITION,(2) 16 AWG X 1 M AND 950 | 4 | ALLRFPs\Saudi Energy\SEC RFP-C001648033\downloaded-rfp\SEC RFP-C001648033.xls
Saudi Energy | SEC RFP-C001648033 | 902019026 | 160 902019026 ASSEMBLY,COMPRESSOR CASIN... | 160 902019026 ASSEMBLY,COMPRESSOR CASING & ROTOR,GAS T | 1 | ALLRFPs\Saudi Energy\SEC RFP-C001648033\downloaded-rfp\SEC RFP-C001648033.xls
Saudi Energy | SEC RFP-C001648033 | 905838322 | 170 905838322 PLATE,LOCK,GENERATOR STAT... | 170 905838322 PLATE,LOCK,GENERATOR STATOR,GAS TURBINE, | 12 | ALLRFPs\Saudi Energy\SEC RFP-C001648033\downloaded-rfp\SEC RFP-C001648033.xls
Saudi Energy | SEC RFP-C001648033 | 902468542 | 180 902468542 HOSE:MTLC | 180 902468542 HOSE:MTLC | 21 | ALLRFPs\Saudi Energy\SEC RFP-C001648033\downloaded-rfp\SEC RFP-C001648033.xls
Saudi Energy | SEC RFP-C001648033 | 905838506 | 190 905838506 HEATER,SPACE,1.6 KW 480 V... | 190 905838506 HEATER,SPACE,1.6 KW 480 VAC,#6643116421 | 7 | ALLRFPs\Saudi Energy\SEC RFP-C001648033\downloaded-rfp\SEC RFP-C001648033.xls
Saudi Energy | SEC RFP-C001648033 | 902468537 | 200 902468537 BRSH:ELEC,BRUSH HOLDER,BR... | 200 902468537 BRSH:ELEC,BRUSH HOLDER,BRONZE ALLOY,0,HO | 1 | ALLRFPs\Saudi Energy\SEC RFP-C001648033\downloaded-rfp\SEC RFP-C001648033.xls
Saudi Energy | SEC RFP-C001648732 | 905938491 | 10 905938491 PLATE,FACE,FLOW DIVIDER,4... | 10 905938491 PLATE,FACE,FLOW DIVIDER,410 MM DIA X 60 | 1 | ALLRFPs\Saudi Energy\SEC RFP-C001648732\downloaded-rfp\SEC RFP-C001648732.xls
Saudi Energy | SEC RFP-C001648732 | 901121303 | 20 901121303 WASHER,LOCK,ID,TH,#40889 | 20 901121303 WASHER,LOCK,ID,TH,#40889 | 108 | ALLRFPs\Saudi Energy\SEC RFP-C001648732\downloaded-rfp\SEC RFP-C001648732.xls
Saudi Energy | SEC RFP-C001648732 | 901121304 | 30 901121304 BUSHING,BULK NOUN: | 30 901121304 BUSHING,BULK NOUN: | 72 | ALLRFPs\Saudi Energy\SEC RFP-C001648732\downloaded-rfp\SEC RFP-C001648732.xls
Saudi Energy | SEC RFP-C001648732 | 902000336 | 40 902000336 SCREW,CAP,PRECIPITATION H... | 40 902000336 SCREW,CAP,PRECIPITATION HARDENING STL,#N | 210 | ALLRFPs\Saudi Energy\SEC RFP-C001648732\downloaded-rfp\SEC RFP-C001648732.xls
Saudi Energy | SEC RFP-C001648732 | 905859991 | 50 905859991 SCREW,CAP,STL,5/8 IN DIA,... | 50 905859991 SCREW,CAP,STL,5/8 IN DIA,11 TPI,7 IN LG | 50 | ALLRFPs\Saudi Energy\SEC RFP-C001648732\downloaded-rfp\SEC RFP-C001648732.xls
Saudi Energy | SEC RFP-C001648732 | 901211156 | 60 901211156 FLOWMETER:FLUID FLOW,FLOA... | 60 901211156 FLOWMETER:FLUID FLOW,FLOAT FLOW MEASURME | 36 | ALLRFPs\Saudi Energy\SEC RFP-C001648732\downloaded-rfp\SEC RFP-C001648732.xls
Saudi Energy | SEC RFP-C001648732 | 902004894 | 70 902004894 PISTON,IGNITER,16 MM ID X... | 70 902004894 PISTON,IGNITER,16 MM ID X (20 MM X 26 MM | 2 | ALLRFPs\Saudi Energy\SEC RFP-C001648732\downloaded-rfp\SEC RFP-C001648732.xls
Saudi Energy | SEC RFP-C001648732 | 909102818 | 80 909102818 WIRE:THERMOCOUPLE,28 AWG,... | 80 909102818 WIRE:THERMOCOUPLE,28 AWG,PVC INSULATED M | 13 | ALLRFPs\Saudi Energy\SEC RFP-C001648732\downloaded-rfp\SEC RFP-C001648732.xls
Saudi Energy | SEC RFP-C001648732 | 909102824 | 90 909102824 WIRE:THERMOCOUPLE,28 AWG,... | 90 909102824 WIRE:THERMOCOUPLE,28 AWG,PVC INSULATED M | 28 | ALLRFPs\Saudi Energy\SEC RFP-C001648732\downloaded-rfp\SEC RFP-C001648732.xls
Saudi Energy | SEC RFP-C001648732 | 902008492 | 100 902008492 CABLE:INSTRUMENTATION,VIB... | 100 902008492 CABLE:INSTRUMENTATION,VIBRATION PROBE,8 | 28 | ALLRFPs\Saudi Energy\SEC RFP-C001648732\downloaded-rfp\SEC RFP-C001648732.xls
Saudi Energy | SEC RFP-C001648732 | 905896925 | 110 905896925 CABLE:INSTRUMENTATION,EXT... | 110 905896925 CABLE:INSTRUMENTATION,EXTENSION,PROXIMIT | 26 | ALLRFPs\Saudi Energy\SEC RFP-C001648732\downloaded-rfp\SEC RFP-C001648732.xls
Saudi Energy | SEC RFP-C001648732 | 902008769 | 120 902008769 CABLE:IGNITION,10 MM DIA ... | 120 902008769 CABLE:IGNITION,10 MM DIA X 8 M LG,RBR BR | 8 | ALLRFPs\Saudi Energy\SEC RFP-C001648732\downloaded-rfp\SEC RFP-C001648732.xls
Saudi Energy | SEC RFP-C001648732 | 909499546 | 130 909499546 CONTACTOR:RELAY,690 V LIN... | 130 909499546 CONTACTOR:RELAY,690 V LINE,125 V DC COIL | 200 | ALLRFPs\Saudi Energy\SEC RFP-C001648732\downloaded-rfp\SEC RFP-C001648732.xls
Saudi Energy | SEC RFP-C001648732 | 909499547 | 140 909499547 CONTACTOR,RELAY:4P1T,1.5 ... | 140 909499547 CONTACTOR,RELAY:4P1T,1.5 A,125 V DC,3NO1 | 200 | ALLRFPs\Saudi Energy\SEC RFP-C001648732\downloaded-rfp\SEC RFP-C001648732.xls
Saudi Energy | SEC RFP-C001648732 | 909499548 | 150 909499548 CONTACTOR,RELAY:4P1T,1.5 ... | 150 909499548 CONTACTOR,RELAY:4P1T,1.5 A,125 V DC,2NO2 | 100 | ALLRFPs\Saudi Energy\SEC RFP-C001648732\downloaded-rfp\SEC RFP-C001648732.xls
Saudi Energy | SEC RFP-C001648732 | 901411757 | 160 901411757 BOARD,PC,#2055342 | 160 901411757 BOARD,PC,#2055342 | 4 | ALLRFPs\Saudi Energy\SEC RFP-C001648732\downloaded-rfp\SEC RFP-C001648732.xls
Saudi Energy | SEC RFP-C001648732 | 901411759 | 170 901411759 BOARD,PC,#2042787 | 170 901411759 BOARD,PC,#2042787 | 4 | ALLRFPs\Saudi Energy\SEC RFP-C001648732\downloaded-rfp\SEC RFP-C001648732.xls
Saudi Energy | SEC RFP-C001648732 | 902005570 | 180 902005570 SHAFT,GEAR, KEYWAY,72 MM ... | 180 902005570 SHAFT,GEAR, KEYWAY,72 MM LG,SSTL | 26 | ALLRFPs\Saudi Energy\SEC RFP-C001648732\downloaded-rfp\SEC RFP-C001648732.xls
Saudi Energy | SEC RFP-C001648732 | 902004351 | 190 902004351 SHAFT,PUMP,(1-1/2 IN X 1-... | 190 902004351 SHAFT,PUMP,(1-1/2 IN X 1-7/8 IN) DIA X 1 | 8 | ALLRFPs\Saudi Energy\SEC RFP-C001648732\downloaded-rfp\SEC RFP-C001648732.xls
Saudi Energy | SEC RFP-C001648732 | 905913883 | 200 905913883 SHAFT,PUMP AND SPEED CONT... | 200 905913883 SHAFT,PUMP AND SPEED CONTROL LUBE INJECT | 36 | ALLRFPs\Saudi Energy\SEC RFP-C001648732\downloaded-rfp\SEC RFP-C001648732.xls
Saudi Energy | SEC RFP-C001648732 | 901119453 | 210 901119453 SHAFT,GEAR, SPUR,314 MM L... | 210 901119453 SHAFT,GEAR, SPUR,314 MM LG,STL | 4 | ALLRFPs\Saudi Energy\SEC RFP-C001648732\downloaded-rfp\SEC RFP-C001648732.xls
Saudi Energy | SEC RFP-C001648732 | 901121316 | 220 901121316 POINTER,INSTRUMENT: | 220 901121316 POINTER,INSTRUMENT: | 2 | ALLRFPs\Saudi Energy\SEC RFP-C001648732\downloaded-rfp\SEC RFP-C001648732.xls
Saudi Energy | SEC RFP-C001648732 | 901121536 | 230 901121536 RUBBER BAND,BINDING: | 230 901121536 RUBBER BAND,BINDING: | 2 | ALLRFPs\Saudi Energy\SEC RFP-C001648732\downloaded-rfp\SEC RFP-C001648732.xls
Saudi Energy | SEC RFP-C001648739 | 901304223 | 10 901304223 PLATE,GAS TURBINE,40 MM W... | 10 901304223 PLATE,GAS TURBINE,40 MM WD X 60 MM LG X | 4 | ALLRFPs\Saudi Energy\SEC RFP-C001648739\downloaded-rfp\SEC RFP-C001648739.xls
Saudi Energy | SEC RFP-C001648739 | 901114853 | 20 901114853 SCREW,MACH,DIA,LG,HD,#283... | 20 901114853 SCREW,MACH,DIA,LG,HD,#283200BB0689A84 | 1 | ALLRFPs\Saudi Energy\SEC RFP-C001648739\downloaded-rfp\SEC RFP-C001648739.xls
Saudi Energy | SEC RFP-C001648739 | 901114854 | 30 901114854 SCREW,MACH,DIA,LG,HD,#283... | 30 901114854 SCREW,MACH,DIA,LG,HD,#283200BB0689A85 | 1 | ALLRFPs\Saudi Energy\SEC RFP-C001648739\downloaded-rfp\SEC RFP-C001648739.xls
Saudi Energy | SEC RFP-C001648739 | 901114855 | 40 901114855 SCREW,MACH,DIA,LG,HD,#283... | 40 901114855 SCREW,MACH,DIA,LG,HD,#283200BB0689A86 | 1 | ALLRFPs\Saudi Energy\SEC RFP-C001648739\downloaded-rfp\SEC RFP-C001648739.xls
Saudi Energy | SEC RFP-C001648739 | 901204172 | 50 901204172 SCREW,CAP,BLACK CSTL,10 M... | 50 901204172 SCREW,CAP,BLACK CSTL,10 MM DIA,1.5 MM,#P | 44 | ALLRFPs\Saudi Energy\SEC RFP-C001648739\downloaded-rfp\SEC RFP-C001648739.xls
Saudi Energy | SEC RFP-C001648739 | 902018719 | 60 902018719 SCREW,CAP,CRMOV,M10 DIA,1... | 60 902018719 SCREW,CAP,CRMOV,M10 DIA,1.75 MM,50 MM LG | 192 | ALLRFPs\Saudi Energy\SEC RFP-C001648739\downloaded-rfp\SEC RFP-C001648739.xls
Saudi Energy | SEC RFP-C001648739 | 902019250 | 70 902019250 SCREW:LOCKING, | 70 902019250 SCREW:LOCKING, | 4 | ALLRFPs\Saudi Energy\SEC RFP-C001648739\downloaded-rfp\SEC RFP-C001648739.xls
Saudi Energy | SEC RFP-C001648739 | 902019352 | 80 902019352 SCREW:LOCKING,1/2 IN DIA,... | 80 902019352 SCREW:LOCKING,1/2 IN DIA,FORGED STL | 2 | ALLRFPs\Saudi Energy\SEC RFP-C001648739\downloaded-rfp\SEC RFP-C001648739.xls
Saudi Energy | SEC RFP-C001648739 | 901123129 | 90 901123129 RING,ANGULAR RING BUSH MA... | 90 901123129 RING,ANGULAR RING BUSH MAIN STEAM INLET | 4 | ALLRFPs\Saudi Energy\SEC RFP-C001648739\downloaded-rfp\SEC RFP-C001648739.xls
Saudi Energy | SEC RFP-C001648739 | 901204163 | 100 901204163 PIN SET,TAPER,STL,#PB0000... | 100 901204163 PIN SET,TAPER,STL,#PB0000000160 | 2 | ALLRFPs\Saudi Energy\SEC RFP-C001648739\downloaded-rfp\SEC RFP-C001648739.xls
Saudi Energy | SEC RFP-C001648739 | 902019180 | 110 902019180 GUIDE,COMBUSTION CHAMBER,... | 110 902019180 GUIDE,COMBUSTION CHAMBER,129 MM LG,STL | 2 | ALLRFPs\Saudi Energy\SEC RFP-C001648739\downloaded-rfp\SEC RFP-C001648739.xls
Saudi Energy | SEC RFP-C001648739 | 901114858 | 120 901114858 MANIFOLD,VALVE,#283603BB0... | 120 901114858 MANIFOLD,VALVE,#283603BB0689A89 | 2 | ALLRFPs\Saudi Energy\SEC RFP-C001648739\downloaded-rfp\SEC RFP-C001648739.xls
Saudi Energy | SEC RFP-C001648739 | 902019151 | 130 902019151 FITTING,GREASE,STL | 130 902019151 FITTING,GREASE,STL | 4 | ALLRFPs\Saudi Energy\SEC RFP-C001648739\downloaded-rfp\SEC RFP-C001648739.xls
Saudi Energy | SEC RFP-C001648739 | 901113904 | 140 901113904 SUPPORT, | 140 901113904 SUPPORT, | 1 | ALLRFPs\Saudi Energy\SEC RFP-C001648739\downloaded-rfp\SEC RFP-C001648739.xls
Saudi Energy | SEC RFP-C001648739 | 905527937 | 150 905527937 GAUGE,PRES,0 TO 2.5 BAR,1... | 150 905527937 GAUGE,PRES,0 TO 2.5 BAR,100MM DIAL,#1111 | 24 | ALLRFPs\Saudi Energy\SEC RFP-C001648739\downloaded-rfp\SEC RFP-C001648739.xls
Saudi Energy | SEC RFP-C001648739 | 901019179 | 160 901019179 SPRING,COMP,STL,STD,FULL ... | 160 901019179 SPRING,COMP,STL,STD,FULL SIZE LG,#P00005 | 1 | ALLRFPs\Saudi Energy\SEC RFP-C001648739\downloaded-rfp\SEC RFP-C001648739.xls
Saudi Energy | SEC RFP-C001648739 | 902019283 | 170 902019283 GAUGE,PRES,AR100 X 0-25 B... | 170 902019283 GAUGE,PRES,AR100 X 0-25 BAR,#PB000000760 | 12 | ALLRFPs\Saudi Energy\SEC RFP-C001648739\downloaded-rfp\SEC RFP-C001648739.xls
Saudi Energy | SEC RFP-C001648739 | 902019257 | 180 902019257 FAN:CENTRIFUGAL,1,75 KW, ... | 180 902019257 FAN:CENTRIFUGAL,1,75 KW, 480 VAC, 60 HZ | 2 | ALLRFPs\Saudi Energy\SEC RFP-C001648739\downloaded-rfp\SEC RFP-C001648739.xls
Saudi Energy | SEC RFP-C001648739 | 902019362 | 190 902019362 ACCUMULATOR,#PPG003347780... | 190 902019362 ACCUMULATOR,#PPG0033477800 | 2 | ALLRFPs\Saudi Energy\SEC RFP-C001648739\downloaded-rfp\SEC RFP-C001648739.xls
Saudi Energy | SEC RFP-C001648739 | 003347780 | 190 902019362 ACCUMULATOR,#PPG003347780... | 190 902019362 ACCUMULATOR,#PPG0033477800 | 2 | ALLRFPs\Saudi Energy\SEC RFP-C001648739\downloaded-rfp\SEC RFP-C001648739.xls
Saudi Energy | SEC RFP-C001648739 | 902019175 | 200 902019175 ANGLE,COMBUSTION CHAMBER,... | 200 902019175 ANGLE,COMBUSTION CHAMBER,20 MM,15 MM,65 | 8 | ALLRFPs\Saudi Energy\SEC RFP-C001648739\downloaded-rfp\SEC RFP-C001648739.xls
Saudi Energy | SEC RFP-C001648739 | 902018982 | 210 902018982 BLADE,RTR,COMPRESSOR SIDE... | 210 902018982 BLADE,RTR,COMPRESSOR SIDE,STG/ROW 7,#P00 | 28 | ALLRFPs\Saudi Energy\SEC RFP-C001648739\downloaded-rfp\SEC RFP-C001648739.xls
Saudi Energy | SEC RFP-C001648739 | 902018985 | 220 902018985 BLADE,RTR,COMPRESSOR SIDE... | 220 902018985 BLADE,RTR,COMPRESSOR SIDE,STG/ROW 8,#P00 | 33 | ALLRFPs\Saudi Energy\SEC RFP-C001648739\downloaded-rfp\SEC RFP-C001648739.xls
Saudi Energy | SEC RFP-C001648739 | 902018988 | 230 902018988 BLADE,RTR,COMPRESSOR SIDE... | 230 902018988 BLADE,RTR,COMPRESSOR SIDE,STG/ROW 9,#P00 | 28 | ALLRFPs\Saudi Energy\SEC RFP-C001648739\downloaded-rfp\SEC RFP-C001648739.xls
Saudi Energy | SEC RFP-C001648739 | 902018991 | 240 902018991 BLADE,RTR,COMPRESSOR SIDE... | 240 902018991 BLADE,RTR,COMPRESSOR SIDE,STG/ROW 10,#P0 | 28 | ALLRFPs\Saudi Energy\SEC RFP-C001648739\downloaded-rfp\SEC RFP-C001648739.xls
Saudi Energy | SEC RFP-C001648739 | 901202689 | 250 901202689 STRIP,SEAL,8 MM WD,BRS | 250 901202689 STRIP,SEAL,8 MM WD,BRS | 28 | ALLRFPs\Saudi Energy\SEC RFP-C001648739\downloaded-rfp\SEC RFP-C001648739.xls
Saudi Energy | SEC RFP-C001648739 | 901101736 | 260 901101736 HUB,MANAGED IE SWITCH SCA... | 260 901101736 HUB,MANAGED IE SWITCH SCALANCE,4 X 10/10 | 1 | ALLRFPs\Saudi Energy\SEC RFP-C001648739\downloaded-rfp\SEC RFP-C001648739.xls
Saudi Energy | SEC RFP-C001648739 | 902019149 | 270 902019149 BLOCK,SLIDING,COMPRESSOR ... | 270 902019149 BLOCK,SLIDING,COMPRESSOR STATOR ROW 3, G | 4 | ALLRFPs\Saudi Energy\SEC RFP-C001648739\downloaded-rfp\SEC RFP-C001648739.xls
Saudi Energy | SEC RFP-C001648739 | 902017346 | 280 902017346 VALVE,BALL,DN15,PN63,#P00... | 280 902017346 VALVE,BALL,DN15,PN63,#P0001193700 | 2 | ALLRFPs\Saudi Energy\SEC RFP-C001648739\downloaded-rfp\SEC RFP-C001648739.xls
Saudi Energy | SEC RFP-C001648739 | 902019227 | 290 902019227 VALVE,BALL,#P0006374100 | 290 902019227 VALVE,BALL,#P0006374100 | 1 | ALLRFPs\Saudi Energy\SEC RFP-C001648739\downloaded-rfp\SEC RFP-C001648739.xls
Saudi Energy | SEC RFP-C001648739 | 000637410 | 290 902019227 VALVE,BALL,#P0006374100 | 290 902019227 VALVE,BALL,#P0006374100 | 1 | ALLRFPs\Saudi Energy\SEC RFP-C001648739\downloaded-rfp\SEC RFP-C001648739.xls
Saudi Energy | SEC RFP-C001648739 | 902019229 | 300 902019229 VALVE,BALL,#P0000984200 | 300 902019229 VALVE,BALL,#P0000984200 | 2 | ALLRFPs\Saudi Energy\SEC RFP-C001648739\downloaded-rfp\SEC RFP-C001648739.xls
Saudi Energy | SEC RFP-C001648739 | 000098420 | 300 902019229 VALVE,BALL,#P0000984200 | 300 902019229 VALVE,BALL,#P0000984200 | 2 | ALLRFPs\Saudi Energy\SEC RFP-C001648739\downloaded-rfp\SEC RFP-C001648739.xls
Saudi Energy | SEC RFP-C001648739 | 902019254 | 310 902019254 VALVE,BALL,FLOATING,#P000... | 310 902019254 VALVE,BALL,FLOATING,#P0001415500 | 2 | ALLRFPs\Saudi Energy\SEC RFP-C001648739\downloaded-rfp\SEC RFP-C001648739.xls
Saudi Energy | SEC RFP-C001648739 | 902019271 | 320 902019271 VALVE,BALL,#P0000395500 | 320 902019271 VALVE,BALL,#P0000395500 | 3 | ALLRFPs\Saudi Energy\SEC RFP-C001648739\downloaded-rfp\SEC RFP-C001648739.xls
Saudi Energy | SEC RFP-C001648739 | 000039550 | 320 902019271 VALVE,BALL,#P0000395500 | 320 902019271 VALVE,BALL,#P0000395500 | 3 | ALLRFPs\Saudi Energy\SEC RFP-C001648739\downloaded-rfp\SEC RFP-C001648739.xls
Saudi Energy | SEC RFP-C001648739 | 902019280 | 330 902019280 VALVE,BALL,#PB0000217842 | 330 902019280 VALVE,BALL,#PB0000217842 | 7 | ALLRFPs\Saudi Energy\SEC RFP-C001648739\downloaded-rfp\SEC RFP-C001648739.xls
Saudi Energy | SEC RFP-C001648739 | 000021784 | 330 902019280 VALVE,BALL,#PB0000217842 | 330 902019280 VALVE,BALL,#PB0000217842 | 7 | ALLRFPs\Saudi Energy\SEC RFP-C001648739\downloaded-rfp\SEC RFP-C001648739.xls
Saudi Energy | SEC RFP-C001648739 | 902019287 | 340 902019287 VALVE,BALL,#PG0041279500 | 340 902019287 VALVE,BALL,#PG0041279500 | 2 | ALLRFPs\Saudi Energy\SEC RFP-C001648739\downloaded-rfp\SEC RFP-C001648739.xls
Saudi Energy | SEC RFP-C001648739 | 004127950 | 340 902019287 VALVE,BALL,#PG0041279500 | 340 902019287 VALVE,BALL,#PG0041279500 | 2 | ALLRFPs\Saudi Energy\SEC RFP-C001648739\downloaded-rfp\SEC RFP-C001648739.xls
Saudi Energy | SEC RFP-C001648739 | 902019336 | 350 902019336 VALVE,BALL,FS2, 1/2 IN,PN... | 350 902019336 VALVE,BALL,FS2, 1/2 IN,PN40,#P0006721100 | 2 | ALLRFPs\Saudi Energy\SEC RFP-C001648739\downloaded-rfp\SEC RFP-C001648739.xls
Saudi Energy | SEC RFP-C001648739 | 902019232 | 360 902019232 VALVE,BTRFL,#P0002996400 | 360 902019232 VALVE,BTRFL,#P0002996400 | 2 | ALLRFPs\Saudi Energy\SEC RFP-C001648739\downloaded-rfp\SEC RFP-C001648739.xls
Saudi Energy | SEC RFP-C001648739 | 000299640 | 360 902019232 VALVE,BTRFL,#P0002996400 | 360 902019232 VALVE,BTRFL,#P0002996400 | 2 | ALLRFPs\Saudi Energy\SEC RFP-C001648739\downloaded-rfp\SEC RFP-C001648739.xls
Saudi Energy | SEC RFP-C001648739 | 902019269 | 370 902019269 VALVE,CHECK,DN 50,#P00014... | 370 902019269 VALVE,CHECK,DN 50,#P0001425700 | 2 | ALLRFPs\Saudi Energy\SEC RFP-C001648739\downloaded-rfp\SEC RFP-C001648739.xls
Saudi Energy | SEC RFP-C001648739 | 902019318 | 380 902019318 VALVE,CHECK,LIFT,#P000050... | 380 902019318 VALVE,CHECK,LIFT,#P0000508600 | 1 | ALLRFPs\Saudi Energy\SEC RFP-C001648739\downloaded-rfp\SEC RFP-C001648739.xls
Saudi Energy | SEC RFP-C001648739 | 902019363 | 390 902019363 VALVE,CHECK,LIFT,#PG00317... | 390 902019363 VALVE,CHECK,LIFT,#PG0031735200 | 2 | ALLRFPs\Saudi Energy\SEC RFP-C001648739\downloaded-rfp\SEC RFP-C001648739.xls
Saudi Energy | SEC RFP-C001648739 | 901114411 | 410 901114411 SENSOR,TEMPERATURE | 410 901114411 SENSOR,TEMPERATURE | 2 | ALLRFPs\Saudi Energy\SEC RFP-C001648739\downloaded-rfp\SEC RFP-C001648739.xls
Saudi Energy | SEC RFP-C001648739 | 901123108 | 420 901123108 TRANSMITTER:SIGNAL,STEAM ... | 420 901123108 TRANSMITTER:SIGNAL,STEAM PRESSURE,0-100B | 1 | ALLRFPs\Saudi Energy\SEC RFP-C001648739\downloaded-rfp\SEC RFP-C001648739.xls
Saudi Energy | SEC RFP-C001648739 | 901114213 | 430 901114213 TRANSMITTER:SIGNAL,PRESSU... | 430 901114213 TRANSMITTER:SIGNAL,PRESSURE | 2 | ALLRFPs\Saudi Energy\SEC RFP-C001648739\downloaded-rfp\SEC RFP-C001648739.xls
Saudi Energy | SEC RFP-C001648739 | 901114214 | 440 901114214 TRANSMITTER:SIGNAL,PRESSU... | 440 901114214 TRANSMITTER:SIGNAL,PRESSURE | 1 | ALLRFPs\Saudi Energy\SEC RFP-C001648739\downloaded-rfp\SEC RFP-C001648739.xls
Saudi Energy | SEC RFP-C001648746 - 6001648746 | 909104990 | 10 909104990 CABLE,FBROPT,MULTI MODE,2... | 10 909104990 CABLE,FBROPT,MULTI MODE,20 METERS,#PCSS6 | 10 | ALLRFPs\Saudi Energy\SEC RFP-C001648746 - 6001648746\downloaded-rfp\SEC RFP-C001648746 - 6001648746.xls
Saudi Energy | SEC RFP-C001648746 - 6001648746 | 909104987 | 20 909104987 CABLE,FBROPT,SM,20 METERS... | 20 909104987 CABLE,FBROPT,SM,20 METERS,DPLX FBR,#PCHH | 10 | ALLRFPs\Saudi Energy\SEC RFP-C001648746 - 6001648746\downloaded-rfp\SEC RFP-C001648746 - 6001648746.xls
Saudi Energy | SEC RFP-C001648746 - 6001648746 | 909101375 | 30 909101375 CABLE,FBROPT,SINGLE MODE ... | 30 909101375 CABLE,FBROPT,SINGLE MODE (ITU-T-G-652) | 5 | ALLRFPs\Saudi Energy\SEC RFP-C001648746 - 6001648746\downloaded-rfp\SEC RFP-C001648746 - 6001648746.xls
Saudi Energy | SEC RFP-C001648746 - 6001648746 | 903384709 | 40 903384709 CABLE,FBROPT,SINGLE / LC ... | 40 903384709 CABLE,FBROPT,SINGLE / LC TO LC,25 M,#6XV | 10 | ALLRFPs\Saudi Energy\SEC RFP-C001648746 - 6001648746\downloaded-rfp\SEC RFP-C001648746 - 6001648746.xls
Saudi Energy | SEC RFP-C001648777 | 902008381 | 10 902008381 CABLE:IGNITION,(2 MM X 10... | 10 902008381 CABLE:IGNITION,(2 MM X 10 MM) DIA X 3 M | 8 | ALLRFPs\Saudi Energy\SEC RFP-C001648777\downloaded-rfp\SEC RFP-C001648777.xls
Saudi Energy | SEC RFP-C001650097 | 901202833 | 10 901202833 RELAY:LEVEL,2 A, 250 VAC,... | 10 901202833 RELAY:LEVEL,2 A, 250 VAC,1NO2NC,CO,3PST, | 2 | ALLRFPs\Saudi Energy\SEC RFP-C001650097\downloaded-rfp\SEC RFP-C001650097.xls
Saudi Energy | SEC RFP-C001650097 | 901146898 | 20 901146898 CLAMP,BULK NOUN:AL,GROUND... | 20 901146898 CLAMP,BULK NOUN:AL,GROUNDING,CABLE TO RO | 2 | ALLRFPs\Saudi Energy\SEC RFP-C001650097\downloaded-rfp\SEC RFP-C001650097.xls
Saudi Energy | SEC RFP-C001650097 | 905698588 | 30 905698588 SHEET,NON-METALLIC:RUBBER... | 30 905698588 SHEET,NON-METALLIC:RUBBER PROFILE SELF | 3 | ALLRFPs\Saudi Energy\SEC RFP-C001650097\downloaded-rfp\SEC RFP-C001650097.xls
Saudi Energy | SEC RFP-C001650097 | 905698620 | 40 905698620 SHT:NON-METALLIC | 40 905698620 SHT:NON-METALLIC | 32 | ALLRFPs\Saudi Energy\SEC RFP-C001650097\downloaded-rfp\SEC RFP-C001650097.xls
Saudi Energy | SEC RFP-C001650097 | 905698621 | 50 905698621 SHEET:NON-METALLIC,PROFIL... | 50 905698621 SHEET:NON-METALLIC,PROFILE RUBBER SELF A | 16 | ALLRFPs\Saudi Energy\SEC RFP-C001650097\downloaded-rfp\SEC RFP-C001650097.xls
Saudi Energy | SEC RFP-C001650097 | 905698596 | 60 905698596 PIN:BULK NOUN | 60 905698596 PIN:BULK NOUN | 2 | ALLRFPs\Saudi Energy\SEC RFP-C001650097\downloaded-rfp\SEC RFP-C001650097.xls
Saudi Energy | SEC RFP-C001650097 | 905698633 | 70 905698633 PIN,GENERATOR OPEN AND CL... | 70 905698633 PIN,GENERATOR OPEN AND CLOSE SPARE PARTS | 4 | ALLRFPs\Saudi Energy\SEC RFP-C001650097\downloaded-rfp\SEC RFP-C001650097.xls
Saudi Energy | SEC RFP-C001650097 | 905698607 | 80 905698607 DISK,COMPACT,CLAMPING,#PE... | 80 905698607 DISK,COMPACT,CLAMPING,#PE106576 | 12 | ALLRFPs\Saudi Energy\SEC RFP-C001650097\downloaded-rfp\SEC RFP-C001650097.xls
Saudi Energy | SEC RFP-C001650097 | 905698610 | 90 905698610 DISK,COMPACT,CLAMPING,#PE... | 90 905698610 DISK,COMPACT,CLAMPING,#PE105663 | 8 | ALLRFPs\Saudi Energy\SEC RFP-C001650097\downloaded-rfp\SEC RFP-C001650097.xls
Saudi Energy | SEC RFP-C001650097 | 905698617 | 100 905698617 DISK,COMPACT,CLAMPING,#PE... | 100 905698617 DISK,COMPACT,CLAMPING,#PE104492 | 2 | ALLRFPs\Saudi Energy\SEC RFP-C001650097\downloaded-rfp\SEC RFP-C001650097.xls
Saudi Energy | SEC RFP-C001650097 | 905896942 | 110 905896942 WIRE:THERMOCOUPLE,18 AWG,... | 110 905896942 WIRE:THERMOCOUPLE,18 AWG,7 STRANDED,CHRO | 600 | ALLRFPs\Saudi Energy\SEC RFP-C001650097\downloaded-rfp\SEC RFP-C001650097.xls
Saudi Energy | SEC RFP-C001650103 - 6001650103 | 905777715 | 10 905777715 CABLE,ELEC,CU,XLPE,2000 S... | 10 905777715 CABLE,ELEC,CU,XLPE,2000 SQMM,1,#TD196D | 1,500 | ALLRFPs\Saudi Energy\SEC RFP-C001650103 - 6001650103\downloaded-rfp\SEC RFP-C001650103 - 6001650103.xls
Saudi Energy | SEC RFP-C001650103 - 6001650103 | 905781423 | 20 905781423 CABLE,ELEC,CU,XLPE,1000SQ... | 20 905781423 CABLE,ELEC,CU,XLPE,1000SQMM,1,#PTS06EC12 | 500 | ALLRFPs\Saudi Energy\SEC RFP-C001650103 - 6001650103\downloaded-rfp\SEC RFP-C001650103 - 6001650103.xls
Saudi Energy | SEC RFP-C001650103 - 6001650103 | 905519624 | 30 905519624 CABLE,ELEC,CU,XLPE,500SQM... | 30 905519624 CABLE,ELEC,CU,XLPE,500SQMM,1 | 500 | ALLRFPs\Saudi Energy\SEC RFP-C001650103 - 6001650103\downloaded-rfp\SEC RFP-C001650103 - 6001650103.xls
Saudi Energy | SEC RFP-C001650126 | 909205390 | 10 909205390 SHEET:METALLIC,CLADING SH... | 10 909205390 SHEET:METALLIC,CLADING SHEET FOR PIPING | 15 | ALLRFPs\Saudi Energy\SEC RFP-C001650126\downloaded-rfp\SEC RFP-C001650126.xls
Saudi Energy | SEC RFP-C001650126 | 909204591 | 20 909204591 SHEET:METALLIC,BURNER, BO... | 20 909204591 SHEET:METALLIC,BURNER, BOILER,1.5 MTR WD | 20 | ALLRFPs\Saudi Energy\SEC RFP-C001650126\downloaded-rfp\SEC RFP-C001650126.xls
Saudi Energy | SEC RFP-C001650126 | 909111526 | 30 909111526 PLATE,BULK NOUN:CORTEN ST... | 30 909111526 PLATE,BULK NOUN:CORTEN STEEL,RAW MATERIA | 30 | ALLRFPs\Saudi Energy\SEC RFP-C001650126\downloaded-rfp\SEC RFP-C001650126.xls
Saudi Energy | SEC RFP-C001650126 | 909111539 | 40 909111539 ANGLE,BULK NOUN:90 DEG,60... | 40 909111539 ANGLE,BULK NOUN:90 DEG,6000 MM,ASTM A992 | 10 | ALLRFPs\Saudi Energy\SEC RFP-C001650126\downloaded-rfp\SEC RFP-C001650126.xls
Saudi Energy | SEC RFP-C001650126 | 909111542 | 50 909111542 ANGLE,BULK NOUN:90,6000,A... | 50 909111542 ANGLE,BULK NOUN:90,6000,ASTM A992,RAW MA | 10 | ALLRFPs\Saudi Energy\SEC RFP-C001650126\downloaded-rfp\SEC RFP-C001650126.xls
Saudi Energy | SEC RFP-C001650126 | 909111518 | 60 909111518 PLATE,BULK NOUN:ASTM A 99... | 60 909111518 PLATE,BULK NOUN:ASTM A 992,RAW MATERIAL, | 30 | ALLRFPs\Saudi Energy\SEC RFP-C001650126\downloaded-rfp\SEC RFP-C001650126.xls
Saudi Energy | SEC RFP-C001650126 | 909111555 | 70 909111555 ROD,BULK NOUN:SA479310S,R... | 70 909111555 ROD,BULK NOUN:SA479310S,ROUND BARS,12 MM | 20 | ALLRFPs\Saudi Energy\SEC RFP-C001650126\downloaded-rfp\SEC RFP-C001650126.xls
Saudi Energy | SEC RFP-C001650684 | 901416379 | 10 901416379 WASHER,FLAT,ID,TH,#DWGNO4... | 10 901416379 WASHER,FLAT,ID,TH,#DWGNO46790002PART9405 | 4 | ALLRFPs\Saudi Energy\SEC RFP-C001650684\downloaded-rfp\SEC RFP-C001650684.xls
Saudi Energy | SEC RFP-C001650684 | 901416381 | 20 901416381 WASHER,FLAT,ID,TH,#DWGNO4... | 20 901416381 WASHER,FLAT,ID,TH,#DWGNO46790002PART9405 | 4 | ALLRFPs\Saudi Energy\SEC RFP-C001650684\downloaded-rfp\SEC RFP-C001650684.xls
Saudi Energy | SEC RFP-C001650684 | 901416383 | 30 901416383 WASHER,FLAT,ID,TH,#DWGNO4... | 30 901416383 WASHER,FLAT,ID,TH,#DWGNO46790002PART9405 | 4 | ALLRFPs\Saudi Energy\SEC RFP-C001650684\downloaded-rfp\SEC RFP-C001650684.xls
Saudi Energy | SEC RFP-C001650684 | 901416401 | 40 901416401 WASHER,FLAT,ID,TH,#DWGNO4... | 40 901416401 WASHER,FLAT,ID,TH,#DWGNO49800053PART4900 | 4 | ALLRFPs\Saudi Energy\SEC RFP-C001650684\downloaded-rfp\SEC RFP-C001650684.xls
Saudi Energy | SEC RFP-C001650684 | 901412921 | 50 901412921 JACKET,BULK NOUN: | 50 901412921 JACKET,BULK NOUN: | 40 | ALLRFPs\Saudi Energy\SEC RFP-C001650684\downloaded-rfp\SEC RFP-C001650684.xls
Saudi Energy | SEC RFP-C001650684 | 901109250 | 60 901109250 INTERFACE, | 60 901109250 INTERFACE, | 2 | ALLRFPs\Saudi Energy\SEC RFP-C001650684\downloaded-rfp\SEC RFP-C001650684.xls
Saudi Energy | SEC RFP-C001650684 | 901416427 | 70 901416427 HOSE,NON-METALLIC: | 70 901416427 HOSE,NON-METALLIC: | 2 | ALLRFPs\Saudi Energy\SEC RFP-C001650684\downloaded-rfp\SEC RFP-C001650684.xls
Saudi Energy | SEC RFP-C001650684 | 901416426 | 80 901416426 HOSE,NON-METALLIC: | 80 901416426 HOSE,NON-METALLIC: | 2 | ALLRFPs\Saudi Energy\SEC RFP-C001650684\downloaded-rfp\SEC RFP-C001650684.xls
Saudi Energy | SEC RFP-C001650684 | 901416390 | 90 901416390 BALL,BULK NOUN: | 90 901416390 BALL,BULK NOUN: | 106 | ALLRFPs\Saudi Energy\SEC RFP-C001650684\downloaded-rfp\SEC RFP-C001650684.xls
Saudi Energy | SEC RFP-C001650684 | 901416400 | 100 901416400 BALL,BULK NOUN: | 100 901416400 BALL,BULK NOUN: | 70 | ALLRFPs\Saudi Energy\SEC RFP-C001650684\downloaded-rfp\SEC RFP-C001650684.xls
Saudi Energy | SEC RFP-C001650684 | 901413099 | 110 901413099 COVER,BULK NOUN: | 110 901413099 COVER,BULK NOUN: | 1 | ALLRFPs\Saudi Energy\SEC RFP-C001650684\downloaded-rfp\SEC RFP-C001650684.xls
Saudi Energy | SEC RFP-C001650684 | 901413108 | 120 901413108 COVER,BULK NOUN: | 120 901413108 COVER,BULK NOUN: | 1 | ALLRFPs\Saudi Energy\SEC RFP-C001650684\downloaded-rfp\SEC RFP-C001650684.xls
Saudi Energy | SEC RFP-C001650684 | 901424764 | 130 901424764 STUD,ALL-THREAD,DIA,LG,#2... | 130 901424764 STUD,ALL-THREAD,DIA,LG,#22BNSL0058115L | 12 | ALLRFPs\Saudi Energy\SEC RFP-C001650684\downloaded-rfp\SEC RFP-C001650684.xls
Saudi Energy | SEC RFP-C001650684 | 901424843 | 140 901424843 STUD,ALL-THREAD,DIA,LG,#2... | 140 901424843 STUD,ALL-THREAD,DIA,LG,#22BNT70058125L | 12 | ALLRFPs\Saudi Energy\SEC RFP-C001650684\downloaded-rfp\SEC RFP-C001650684.xls
Saudi Energy | SEC RFP-C001650684 | 900461817 | 150 900461817 KIT,BULK NOUN:WASHER, GAS... | 150 900461817 KIT,BULK NOUN:WASHER, GASKET,ORING,EDG/ | 2 | ALLRFPs\Saudi Energy\SEC RFP-C001650684\downloaded-rfp\SEC RFP-C001650684.xls
Saudi Energy | SEC RFP-C001650684 | 905935494 | 160 905935494 RELAY,CUR,INST,8NO3NC,48-... | 160 905935494 RELAY,CUR,INST,8NO3NC,48-150 V DC,#MICOM | 1 | ALLRFPs\Saudi Energy\SEC RFP-C001650684\downloaded-rfp\SEC RFP-C001650684.xls
Saudi Energy | SEC RFP-C001650684 | 901416409 | 170 901416409 BRACKET,BULK NOUN: | 170 901416409 BRACKET,BULK NOUN: | 1 | ALLRFPs\Saudi Energy\SEC RFP-C001650684\downloaded-rfp\SEC RFP-C001650684.xls
Saudi Energy | SEC RFP-C001650684 | 901424787 | 180 901424787 STUD,ALL-THREAD,DIA,LG,#2... | 180 901424787 STUD,ALL-THREAD,DIA,LG,#22BNT60034100L | 16 | ALLRFPs\Saudi Energy\SEC RFP-C001650684\downloaded-rfp\SEC RFP-C001650684.xls
Saudi Energy | SEC RFP-C001650684 | 901424751 | 190 901424751 STUD,ALL-THREAD,DIA,LG,#2... | 190 901424751 STUD,ALL-THREAD,DIA,LG,#22BNSH0058115L | 12 | ALLRFPs\Saudi Energy\SEC RFP-C001650684\downloaded-rfp\SEC RFP-C001650684.xls
Saudi Energy | SEC RFP-C001650684 | 901412410 | 200 901412410 SHAFT, | 200 901412410 SHAFT, | 1 | ALLRFPs\Saudi Energy\SEC RFP-C001650684\downloaded-rfp\SEC RFP-C001650684.xls
Saudi Energy | SEC RFP-C001650684 | 902467455 | 210 902467455 HOSE,NON-METALLIC:OIL CAB... | 210 902467455 HOSE,NON-METALLIC:OIL CABINET LEVEL GUAG | 8 | ALLRFPs\Saudi Energy\SEC RFP-C001650684\downloaded-rfp\SEC RFP-C001650684.xls
Saudi Energy | SEC RFP-C001651215 - 6001651215 | 903100117 | 10 903100117 CABLE,ELEC,CU,XPLE,1C X 6... | 10 903100117 CABLE,ELEC,CU,XPLE,1C X 630 SQ.MM,1,#ENS | 500 | ALLRFPs\Saudi Energy\SEC RFP-C001651215 - 6001651215\downloaded-rfp\SEC RFP-C001651215 - 6001651215.xls
Saudi Energy | SEC RFP-C001651286 | 901206929 | 10 901206929 ELECTRODE,SENSOR, PH,12 M... | 10 901206929 ELECTRODE,SENSOR, PH,12 MM DIA X 120 MM | 5 | ALLRFPs\Saudi Energy\SEC RFP-C001651286\downloaded-rfp\SEC RFP-C001651286.xls
Saudi Energy | SEC RFP-C001651286 | 901425774 | 20 901425774 BLOCK,BULK NOUN: | 20 901425774 BLOCK,BULK NOUN: | 2 | ALLRFPs\Saudi Energy\SEC RFP-C001651286\downloaded-rfp\SEC RFP-C001651286.xls
Saudi Energy | SEC RFP-C001651286 | 902503074 | 30 902503074 TRANSMITTER:SIGNAL,TEMPER... | 30 902503074 TRANSMITTER:SIGNAL,TEMPERATURE,-100 TO 2 | 1 | ALLRFPs\Saudi Energy\SEC RFP-C001651286\downloaded-rfp\SEC RFP-C001651286.xls
Saudi Energy | SEC RFP-C001651286 | 901121920 | 40 901121920 COMPOUND,SEALING,#HIME450... | 40 901121920 COMPOUND,SEALING,#HIME450575P0001 | 100 | ALLRFPs\Saudi Energy\SEC RFP-C001651286\downloaded-rfp\SEC RFP-C001651286.xls
Saudi Energy | SEC RFP-C001651286 | 901213815 | 50 901213815 ADAPTER,PIPE REDUCING,SLI... | 50 901213815 ADAPTER,PIPE REDUCING,SLIP ON X FPT,150 | 9 | ALLRFPs\Saudi Energy\SEC RFP-C001651286\downloaded-rfp\SEC RFP-C001651286.xls
Saudi Energy | SEC RFP-C001651286 | 901416848 | 60 901416848 GLASS,BULK NOUN: | 60 901416848 GLASS,BULK NOUN: | 1 | ALLRFPs\Saudi Energy\SEC RFP-C001651286\downloaded-rfp\SEC RFP-C001651286.xls
Saudi Energy | SEC RFP-C001651286 | 901406352 | 70 901406352 ASSEMBLY,CONTROL AND TRIG... | 70 901406352 ASSEMBLY,CONTROL AND TRIGGER BOARD, 3PH | 2 | ALLRFPs\Saudi Energy\SEC RFP-C001651286\downloaded-rfp\SEC RFP-C001651286.xls
Saudi Energy | SEC RFP-C001651286 | 901421626 | 80 901421626 COUPLING,SHAFT,BORE,OD,LG... | 80 901421626 COUPLING,SHAFT,BORE,OD,LG,#DWGNOS1400954 | 1 | ALLRFPs\Saudi Energy\SEC RFP-C001651286\downloaded-rfp\SEC RFP-C001651286.xls
Saudi Energy | SEC RFP-C001651286 | 902464149 | 90 902464149 HOUSING,BULK NOUN:GREY CA... | 90 902464149 HOUSING,BULK NOUN:GREY CAST IRON,GLAND S | 2 | ALLRFPs\Saudi Energy\SEC RFP-C001651286\downloaded-rfp\SEC RFP-C001651286.xls
Saudi Energy | SEC RFP-C001651286 | 901407617 | 100 901407617 SCREW,SET,#DWGNOJ14009520... | 100 901407617 SCREW,SET,#DWGNOJ140095202PART115075 | 1 | ALLRFPs\Saudi Energy\SEC RFP-C001651286\downloaded-rfp\SEC RFP-C001651286.xls
Saudi Energy | SEC RFP-C001651286 | 901420622 | 110 901420622 BONNET,BULK NOUN: | 110 901420622 BONNET,BULK NOUN: | 1 | ALLRFPs\Saudi Energy\SEC RFP-C001651286\downloaded-rfp\SEC RFP-C001651286.xls
Saudi Energy | SEC RFP-C001651286 | 901111821 | 120 901111821 MOTOR,ELEC,DC,22KW,220V A... | 120 901111821 MOTOR,ELEC,DC,22KW,220V ARM V,220V FLDV | 1 | ALLRFPs\Saudi Energy\SEC RFP-C001651286\downloaded-rfp\SEC RFP-C001651286.xls
Saudi Energy | SEC RFP-C001651286 | 901206943 | 130 901206943 COMPRESSOR,REFRIG,106800 ... | 130 901206943 COMPRESSOR,REFRIG,106800 BTU PER HR,#ZR1 | 2 | ALLRFPs\Saudi Energy\SEC RFP-C001651286\downloaded-rfp\SEC RFP-C001651286.xls
Saudi Energy | SEC RFP-C001651286 | 901330950 | 140 901330950 HEAD,BULK NOUN: | 140 901330950 HEAD,BULK NOUN: | 2 | ALLRFPs\Saudi Energy\SEC RFP-C001651286\downloaded-rfp\SEC RFP-C001651286.xls
Saudi Energy | SEC RFP-C001651286 | 902468740 | 150 902468740 DAMPER:NO MODIFIER,BACK D... | 150 902468740 DAMPER:NO MODIFIER,BACK DRAFT DAMPER FOR | 10 | ALLRFPs\Saudi Energy\SEC RFP-C001651286\downloaded-rfp\SEC RFP-C001651286.xls
Saudi Energy | SEC RFP-C001651286 | 901330951 | 160 901330951 ASSEMBLY,BULK NOUN: | 160 901330951 ASSEMBLY,BULK NOUN: | 2 | ALLRFPs\Saudi Energy\SEC RFP-C001651286\downloaded-rfp\SEC RFP-C001651286.xls
Saudi Energy | SEC RFP-C001651286 | 901407472 | 170 901407472 TUBE,LANCE,#174644 | 170 901407472 TUBE,LANCE,#174644 | 4 | ALLRFPs\Saudi Energy\SEC RFP-C001651286\downloaded-rfp\SEC RFP-C001651286.xls
Saudi Energy | SEC RFP-C001651286 | 902468816 | 180 902468816 PIN:BULK NOUN | 180 902468816 PIN:BULK NOUN | 8 | ALLRFPs\Saudi Energy\SEC RFP-C001651286\downloaded-rfp\SEC RFP-C001651286.xls
Saudi Energy | SEC RFP-C001651286 | 901404768 | 190 901404768 PUMP,CNTRFGL,45.9 KW,SGL ... | 190 901404768 PUMP,CNTRFGL,45.9 KW,SGL STG,16 METER HD | 1 | ALLRFPs\Saudi Energy\SEC RFP-C001651286\downloaded-rfp\SEC RFP-C001651286.xls
Saudi Energy | SEC RFP-C001651286 | 901412300 | 200 901412300 Injector,Air: | 200 901412300 Injector,Air: | 1 | ALLRFPs\Saudi Energy\SEC RFP-C001651286\downloaded-rfp\SEC RFP-C001651286.xls
Saudi Energy | SEC RFP-C001651286 | 901421735 | 210 901421735 SCREW,MACH,DIA,LG,HD,#DWG... | 210 901421735 SCREW,MACH,DIA,LG,HD,#DWGNO1401029018110 | 2 | ALLRFPs\Saudi Energy\SEC RFP-C001651286\downloaded-rfp\SEC RFP-C001651286.xls
Saudi Energy | SEC RFP-C001651286 | 901421738 | 220 901421738 SCREW,MACH,DIA,LG,HD,#DWG... | 220 901421738 SCREW,MACH,DIA,LG,HD,#DWGNO1401029018110 | 8 | ALLRFPs\Saudi Energy\SEC RFP-C001651286\downloaded-rfp\SEC RFP-C001651286.xls
Saudi Energy | SEC RFP-C001651286 | 901421737 | 230 901421737 SCREW,MACH,DIA,LG,HD,#DWG... | 230 901421737 SCREW,MACH,DIA,LG,HD,#DWGNO1401029018110 | 4 | ALLRFPs\Saudi Energy\SEC RFP-C001651286\downloaded-rfp\SEC RFP-C001651286.xls
Saudi Energy | SEC RFP-C001651286 | 901400138 | 240 901400138 MOTOR,VLV ACT,0.33 KW,480... | 240 901400138 MOTOR,VLV ACT,0.33 KW,480,60HZ,0.70 A,#I | 1 | ALLRFPs\Saudi Energy\SEC RFP-C001651286\downloaded-rfp\SEC RFP-C001651286.xls
Saudi Energy | SEC RFP-C001651286 | 902467482 | 250 902467482 DRYER,FLUID:7/8 IN,R 407C... | 250 902467482 DRYER,FLUID:7/8 IN,R 407C,HIGH DRYING CA | 4 | ALLRFPs\Saudi Energy\SEC RFP-C001651286\downloaded-rfp\SEC RFP-C001651286.xls
Saudi Energy | SEC RFP-C001651286 | 909205413 | 260 909205413 DRYER:FLUID,REFRIGERATING... | 260 909205413 DRYER:FLUID,REFRIGERATING,REFRIGERANT,3/ | 4 | ALLRFPs\Saudi Energy\SEC RFP-C001651286\downloaded-rfp\SEC RFP-C001651286.xls
Saudi Energy | SEC RFP-C001651286 | 901416116 | 270 901416116 BOLT,MACH,DIA,LG,HD,#0C60... | 270 901416116 BOLT,MACH,DIA,LG,HD,#0C60227EPOS160 | 48 | ALLRFPs\Saudi Energy\SEC RFP-C001651286\downloaded-rfp\SEC RFP-C001651286.xls
Saudi Energy | SEC RFP-C001651286 | 906500105 | 280 906500105 GAUGE,COMB,0 TO 250 PSI R... | 280 906500105 GAUGE,COMB,0 TO 250 PSI RANGE A,#9526 | 45 | ALLRFPs\Saudi Energy\SEC RFP-C001651286\downloaded-rfp\SEC RFP-C001651286.xls
Saudi Energy | SEC RFP-C001651314 | 902008101 | 10 902008101 CONVERTER,SIGNAL,4 TO 20 ... | 10 902008101 CONVERTER,SIGNAL,4 TO 20 MADC IR,#VPT05X | 3 | ALLRFPs\Saudi Energy\SEC RFP-C001651314\downloaded-rfp\SEC RFP-C001651314.xls
Saudi Energy | SEC RFP-C001651314 | 905582072 | 20 905582072 ELBOW,PIPE,CSTL | 20 905582072 ELBOW,PIPE,CSTL | 100 | ALLRFPs\Saudi Energy\SEC RFP-C001651314\downloaded-rfp\SEC RFP-C001651314.xls
Saudi Energy | SEC RFP-C001651314 | 905744435 | 30 905744435 PIPE:METALLIC,2-1/2 IN,20... | 30 905744435 PIPE:METALLIC,2-1/2 IN,20 FT (6 M) LG,PL | 100 | ALLRFPs\Saudi Energy\SEC RFP-C001651314\downloaded-rfp\SEC RFP-C001651314.xls
Saudi Energy | SEC RFP-C001651314 | 905744860 | 40 905744860 ELBOW,PIPE,CSTL | 40 905744860 ELBOW,PIPE,CSTL | 7 | ALLRFPs\Saudi Energy\SEC RFP-C001651314\downloaded-rfp\SEC RFP-C001651314.xls
Saudi Energy | SEC RFP-C001651314 | 905915370 | 50 905915370 UNION,TUBE,ZINC PLATED ST... | 50 905915370 UNION,TUBE,ZINC PLATED STL,1/4IN,#156A10 | 50 | ALLRFPs\Saudi Energy\SEC RFP-C001651314\downloaded-rfp\SEC RFP-C001651314.xls
Saudi Energy | SEC RFP-C001651314 | 901400106 | 60 901400106 BEARING,ROLLER,SGL R,60 M... | 60 901400106 BEARING,ROLLER,SGL R,60 MM ID,130 MM OD | 2 | ALLRFPs\Saudi Energy\SEC RFP-C001651314\downloaded-rfp\SEC RFP-C001651314.xls
Saudi Energy | SEC RFP-C001651314 | 901320803 | 70 901320803 WIRE:THERMOCOUPLE,18 AWG,... | 70 901320803 WIRE:THERMOCOUPLE,18 AWG,34 M LG,2 PAIR | 10 | ALLRFPs\Saudi Energy\SEC RFP-C001651314\downloaded-rfp\SEC RFP-C001651314.xls
Saudi Energy | SEC RFP-C001651314 | 901304166 | 80 901304166 CABLE,ELEC,AL,PLST,12 AWG... | 80 901304166 CABLE,ELEC,AL,PLST,12 AWG,19 STRAND,BLK | 14 | ALLRFPs\Saudi Energy\SEC RFP-C001651314\downloaded-rfp\SEC RFP-C001651314.xls
Saudi Energy | SEC RFP-C001651314 | 902008376 | 90 902008376 CABLE:INSTRUMENTATION,VIB... | 90 902008376 CABLE:INSTRUMENTATION,VIBRATION SENSOR,3 | 5 | ALLRFPs\Saudi Energy\SEC RFP-C001651314\downloaded-rfp\SEC RFP-C001651314.xls
Saudi Energy | SEC RFP-C001651314 | 901100701 | 100 901100701 HUB,NETWORK,ETHERNET SWIT... | 100 901100701 HUB,NETWORK,ETHERNET SWITCH 16 PORTS,87. | 41 | ALLRFPs\Saudi Energy\SEC RFP-C001651314\downloaded-rfp\SEC RFP-C001651314.xls
Saudi Energy | SEC RFP-C001651314 | 901201710 | 110 901201710 BOLT,MACH,304 SSTL,8 MM D... | 110 901201710 BOLT,MACH,304 SSTL,8 MM DIA,25 MM LG,#BV | 594 | ALLRFPs\Saudi Energy\SEC RFP-C001651314\downloaded-rfp\SEC RFP-C001651314.xls
Saudi Energy | SEC RFP-C001651314 | 905896996 | 120 905896996 RELAY,PNEU,AIR CONTROL,#3... | 120 905896996 RELAY,PNEU,AIR CONTROL,#38B5786X052 | 8 | ALLRFPs\Saudi Energy\SEC RFP-C001651314\downloaded-rfp\SEC RFP-C001651314.xls
Saudi Energy | SEC RFP-C001651314 | 901300492 | 130 901300492 NOZZLE,ANGLE VALVE,STAINL... | 130 901300492 NOZZLE,ANGLE VALVE,STAINLESS STEEL | 4 | ALLRFPs\Saudi Energy\SEC RFP-C001651314\downloaded-rfp\SEC RFP-C001651314.xls
Saudi Energy | SEC RFP-C001651314 | 905783082 | 140 905783082 GASKET,PUMP,ANSI | 140 905783082 GASKET,PUMP,ANSI | 5 | ALLRFPs\Saudi Energy\SEC RFP-C001651314\downloaded-rfp\SEC RFP-C001651314.xls
Saudi Energy | SEC RFP-C001651314 | 909301272 | 150 909301272 GASKET,BULK NOUN:ASBESTOS... | 150 909301272 GASKET,BULK NOUN:ASBESTOS,BLOCK 6- COMMO | 22 | ALLRFPs\Saudi Energy\SEC RFP-C001651314\downloaded-rfp\SEC RFP-C001651314.xls
Saudi Energy | SEC RFP-C001651314 | 901301439 | 160 901301439 GASKET,SPRLWND,RD,#009372... | 160 901301439 GASKET,SPRLWND,RD,#009372868000 | 23 | ALLRFPs\Saudi Energy\SEC RFP-C001651314\downloaded-rfp\SEC RFP-C001651314.xls
Saudi Energy | SEC RFP-C001651314 | 909300918 | 170 909300918 GASKET,SPRLWND,MANHOLE DN... | 170 909300918 GASKET,SPRLWND,MANHOLE DN600 PS,SPRLWND | 36 | ALLRFPs\Saudi Energy\SEC RFP-C001651314\downloaded-rfp\SEC RFP-C001651314.xls
Saudi Energy | SEC RFP-C001651314 | 909300919 | 180 909300919 GASKET,SPRLWND,DN 600 PS,... | 180 909300919 GASKET,SPRLWND,DN 600 PS,#EA685523 | 4 | ALLRFPs\Saudi Energy\SEC RFP-C001651314\downloaded-rfp\SEC RFP-C001651314.xls
Saudi Energy | SEC RFP-C001651314 | 901301482 | 190 901301482 GASKET,BULK NOUN:RUBBER, ... | 190 901301482 GASKET,BULK NOUN:RUBBER, NEOPRENE,HP DRU | 19 | ALLRFPs\Saudi Energy\SEC RFP-C001651314\downloaded-rfp\SEC RFP-C001651314.xls
Saudi Energy | SEC RFP-C001651314 | 901302537 | 200 901302537 GASKET,SPRLWND,#001798862... | 200 901302537 GASKET,SPRLWND,#001798862000 | 3 | ALLRFPs\Saudi Energy\SEC RFP-C001651314\downloaded-rfp\SEC RFP-C001651314.xls
Saudi Energy | SEC RFP-C001651314 | 001798862 | 200 901302537 GASKET,SPRLWND,#001798862... | 200 901302537 GASKET,SPRLWND,#001798862000 | 3 | ALLRFPs\Saudi Energy\SEC RFP-C001651314\downloaded-rfp\SEC RFP-C001651314.xls
Saudi Energy | SEC RFP-C001651314 | 905782985 | 210 905782985 GASKET,PUMP,NON SPIRAL,RO... | 210 905782985 GASKET,PUMP,NON SPIRAL,ROUND,102 MM ID X | 1 | ALLRFPs\Saudi Energy\SEC RFP-C001651314\downloaded-rfp\SEC RFP-C001651314.xls
Saudi Energy | SEC RFP-C001651314 | 902506013 | 220 902506013 GASKET,VALVE SEAT,ROUND,9... | 220 902506013 GASKET,VALVE SEAT,ROUND,9 IN OD X 8 1/2 | 2 | ALLRFPs\Saudi Energy\SEC RFP-C001651314\downloaded-rfp\SEC RFP-C001651314.xls
Saudi Energy | SEC RFP-C001651314 | 909300689 | 230 909300689 GASKET,QCCPP-HRSG-BLOWDOW... | 230 909300689 GASKET,QCCPP-HRSG-BLOWDOWN TANK,SPIRAL W | 23 | ALLRFPs\Saudi Energy\SEC RFP-C001651314\downloaded-rfp\SEC RFP-C001651314.xls
Saudi Energy | SEC RFP-C001651314 | 901300416 | 240 901300416 GASKET,BULK NOUN:PLASTIC,... | 240 901300416 GASKET,BULK NOUN:PLASTIC, PTFE,HP DRUM 1 | 17 | ALLRFPs\Saudi Energy\SEC RFP-C001651314\downloaded-rfp\SEC RFP-C001651314.xls
Saudi Energy | SEC RFP-C001651314 | 901302610 | 250 901302610 TRANSMITTER,TEMP,#T321S0I... | 250 901302610 TRANSMITTER,TEMP,#T321S0ISZ | 8 | ALLRFPs\Saudi Energy\SEC RFP-C001651314\downloaded-rfp\SEC RFP-C001651314.xls
Saudi Energy | SEC RFP-C001651314 | 905782979 | 260 905782979 BEARING,BALL,CONRAD,RADIA... | 260 905782979 BEARING,BALL,CONRAD,RADIAL,1 R,#49410100 | 5 | ALLRFPs\Saudi Energy\SEC RFP-C001651314\downloaded-rfp\SEC RFP-C001651314.xls
Saudi Energy | SEC RFP-C001651314 | 901321653 | 270 901321653 BEARING,BALL,CONRAD,ANGUL... | 270 901321653 BEARING,BALL,CONRAD,ANGULAR CONTACT,2 R | 16 | ALLRFPs\Saudi Energy\SEC RFP-C001651314\downloaded-rfp\SEC RFP-C001651314.xls
Saudi Energy | SEC RFP-C001651314 | 902004594 | 280 902004594 BEARING,BALL,CONRAD,ANGUL... | 280 902004594 BEARING,BALL,CONRAD,ANGULAR CONTACT,1 R | 4 | ALLRFPs\Saudi Energy\SEC RFP-C001651314\downloaded-rfp\SEC RFP-C001651314.xls
Saudi Energy | SEC RFP-C001651314 | 902005285 | 290 902005285 BEARING,BALL,CONRAD,RADIA... | 290 902005285 BEARING,BALL,CONRAD,RADIAL,1 R,35 MM ID | 14 | ALLRFPs\Saudi Energy\SEC RFP-C001651314\downloaded-rfp\SEC RFP-C001651314.xls
Saudi Energy | SEC RFP-C001651314 | 902502134 | 300 902502134 BEARING,BALL,CONRAD,RADIA... | 300 902502134 BEARING,BALL,CONRAD,RADIAL,1 R,50 MM ID | 30 | ALLRFPs\Saudi Energy\SEC RFP-C001651314\downloaded-rfp\SEC RFP-C001651314.xls
Saudi Energy | SEC RFP-C001651314 | 905699291 | 310 905699291 BEARING,BALL,CONRAD,RADIA... | 310 905699291 BEARING,BALL,CONRAD,RADIAL,1 R,110 MM ID | 4 | ALLRFPs\Saudi Energy\SEC RFP-C001651314\downloaded-rfp\SEC RFP-C001651314.xls
Saudi Energy | SEC RFP-C001651314 | 905710463 | 320 905710463 BEARING,BALL,CONRAD,RADIA... | 320 905710463 BEARING,BALL,CONRAD,RADIAL,1 R,#62062ZC3 | 25 | ALLRFPs\Saudi Energy\SEC RFP-C001651314\downloaded-rfp\SEC RFP-C001651314.xls
Saudi Energy | SEC RFP-C001651314 | 905763225 | 330 905763225 BEARING,BALL,1 R,120MM ID... | 330 905763225 BEARING,BALL,1 R,120MM ID,260MM OD,#7324 | 24 | ALLRFPs\Saudi Energy\SEC RFP-C001651314\downloaded-rfp\SEC RFP-C001651314.xls
Saudi Energy | SEC RFP-C001651314 | 905786174 | 340 905786174 BEARING,BALL,1 R,65 MM ID... | 340 905786174 BEARING,BALL,1 R,65 MM ID,160 MM OD,#641 | 5 | ALLRFPs\Saudi Energy\SEC RFP-C001651314\downloaded-rfp\SEC RFP-C001651314.xls
Saudi Energy | SEC RFP-C001651314 | 905900675 | 350 905900675 BEARING,BALL,CONRAD,RADIA... | 350 905900675 BEARING,BALL,CONRAD,RADIAL,1 R,90 MM ID | 14 | ALLRFPs\Saudi Energy\SEC RFP-C001651314\downloaded-rfp\SEC RFP-C001651314.xls
Saudi Energy | SEC RFP-C001651314 | 905942056 | 360 905942056 BEARING,BALL,CONRAD,RADIA... | 360 905942056 BEARING,BALL,CONRAD,RADIAL,1 R,70 MM ID | 40 | ALLRFPs\Saudi Energy\SEC RFP-C001651314\downloaded-rfp\SEC RFP-C001651314.xls
Saudi Energy | SEC RFP-C001651352 | 909205446 | 10 909205446 SHELF,IRON - SHELF PLUS C... | 10 909205446 SHELF,IRON - SHELF PLUS CULOM,MTL,#99040 | 30 | ALLRFPs\Saudi Energy\SEC RFP-C001651352\downloaded-rfp\SEC RFP-C001651352.xls
Saudi Energy | SEC RFP-C001651463 | 902015277 | 10 902015277 RIVET:FLUSH,4 MM DIA,16 M... | 10 902015277 RIVET:FLUSH,4 MM DIA,16 MM LG,9/32 IN (6 | 12 | ALLRFPs\Saudi Energy\SEC RFP-C001651463\downloaded-rfp\SEC RFP-C001651463.xls
Saudi Energy | SEC RFP-C001651463 | 902016495 | 20 902016495 SCREW,CAP,CHROME PLATED S... | 20 902016495 SCREW,CAP,CHROME PLATED STL,3/8 IN DIA | 5 | ALLRFPs\Saudi Energy\SEC RFP-C001651463\downloaded-rfp\SEC RFP-C001651463.xls
Saudi Energy | SEC RFP-C001651463 | 905881141 | 30 905881141 RING,PISTON,1 PIECE ANGLE... | 30 905881141 RING,PISTON,1 PIECE ANGLE CUT,495 MM ID | 20 | ALLRFPs\Saudi Energy\SEC RFP-C001651463\downloaded-rfp\SEC RFP-C001651463.xls
Saudi Energy | SEC RFP-C001651463 | 905882295 | 40 905882295 RING,PISTON,1 PIECE ANGLE... | 40 905882295 RING,PISTON,1 PIECE ANGLE CUT,467 MM ID | 24 | ALLRFPs\Saudi Energy\SEC RFP-C001651463\downloaded-rfp\SEC RFP-C001651463.xls
Saudi Energy | SEC RFP-C001651463 | 905882391 | 50 905882391 RING,PISTON,1 PIECE STRAI... | 50 905882391 RING,PISTON,1 PIECE STRAIGHT CUT,470 MM | 12 | ALLRFPs\Saudi Energy\SEC RFP-C001651463\downloaded-rfp\SEC RFP-C001651463.xls
Saudi Energy | SEC RFP-C001651463 | 905882858 | 60 905882858 GUIDE,ENGINE VALVE,DIESEL... | 60 905882858 GUIDE,ENGINE VALVE,DIESEL ENGINE,32 MM I | 24 | ALLRFPs\Saudi Energy\SEC RFP-C001651463\downloaded-rfp\SEC RFP-C001651463.xls
Saudi Energy | SEC RFP-C001651463 | 905883266 | 70 905883266 GUIDE,EXHAUST VALVE,DIESE... | 70 905883266 GUIDE,EXHAUST VALVE,DIESEL ENGINE,32 MM | 28 | ALLRFPs\Saudi Energy\SEC RFP-C001651463\downloaded-rfp\SEC RFP-C001651463.xls
Saudi Energy | SEC RFP-C001651463 | 905883001 | 80 905883001 PIN,CLAMPING,9 MM DIA,20 ... | 80 905883001 PIN,CLAMPING,9 MM DIA,20 MM LG,STL | 24 | ALLRFPs\Saudi Energy\SEC RFP-C001651463\downloaded-rfp\SEC RFP-C001651463.xls
Saudi Energy | SEC RFP-C001651463 | 905941416 | 90 905941416 PIN,ECCENTRIC,NOZZLE ARRA... | 90 905941416 PIN,ECCENTRIC,NOZZLE ARRANGEMENT,GAS TUR | 6 | ALLRFPs\Saudi Energy\SEC RFP-C001651463\downloaded-rfp\SEC RFP-C001651463.xls
Saudi Energy | SEC RFP-C001651463 | 901015216 | 100 901015216 PLUG,BORESCOPE HOLE,(6 MM... | 100 901015216 PLUG,BORESCOPE HOLE,(6 MM X 24 MM) DIA X | 3 | ALLRFPs\Saudi Energy\SEC RFP-C001651463\downloaded-rfp\SEC RFP-C001651463.xls
Saudi Energy | SEC RFP-C001651463 | 905652907 | 110 905652907 PLUG,BORESCOPE,(13 MM X 2... | 110 905652907 PLUG,BORESCOPE,(13 MM X 21 MM X 25 MM) D | 3 | ALLRFPs\Saudi Energy\SEC RFP-C001651463\downloaded-rfp\SEC RFP-C001651463.xls
Saudi Energy | SEC RFP-C001651463 | 905882817 | 120 905882817 NOZZLE,DIESEL ENGINE FUEL... | 120 905882817 NOZZLE,DIESEL ENGINE FUEL INJECTOR,(3.7 | 72 | ALLRFPs\Saudi Energy\SEC RFP-C001651463\downloaded-rfp\SEC RFP-C001651463.xls
Saudi Energy | SEC RFP-C001651463 | 905882691 | 130 905882691 ROTATOR:ENGINE VALVE,(43.... | 130 905882691 ROTATOR:ENGINE VALVE,(43.5 MM X 92 MM) I | 24 | ALLRFPs\Saudi Energy\SEC RFP-C001651463\downloaded-rfp\SEC RFP-C001651463.xls
Saudi Energy | SEC RFP-C001651463 | 905883238 | 140 905883238 ROTATOR:ENGINE VALVE,(36 ... | 140 905883238 ROTATOR:ENGINE VALVE,(36 MM X 92 MM) ID | 12 | ALLRFPs\Saudi Energy\SEC RFP-C001651463\downloaded-rfp\SEC RFP-C001651463.xls
Saudi Energy | SEC RFP-C001651463 | 905936176 | 150 905936176 VALVE,ENG,INTK,#11303A | 150 905936176 VALVE,ENG,INTK,#11303A | 24 | ALLRFPs\Saudi Energy\SEC RFP-C001651463\downloaded-rfp\SEC RFP-C001651463.xls
Saudi Energy | SEC RFP-C001651463 | 905936177 | 160 905936177 VALVE,ENG,EXH,#11403006 | 160 905936177 VALVE,ENG,EXH,#11403006 | 24 | ALLRFPs\Saudi Energy\SEC RFP-C001651463\downloaded-rfp\SEC RFP-C001651463.xls
Saudi Energy | SEC RFP-C001651463 | 905890406 | 170 905890406 SHIM STOCK:CLEARANCE ADJU... | 170 905890406 SHIM STOCK:CLEARANCE ADJUSTING,0.015 IN | 5 | ALLRFPs\Saudi Energy\SEC RFP-C001651463\downloaded-rfp\SEC RFP-C001651463.xls
Saudi Energy | SEC RFP-C001651463 | 905890407 | 180 905890407 SHIM STOCK:CLEARANCE ADJU... | 180 905890407 SHIM STOCK:CLEARANCE ADJUSTING,0.020 IN | 5 | ALLRFPs\Saudi Energy\SEC RFP-C001651463\downloaded-rfp\SEC RFP-C001651463.xls
Saudi Energy | SEC RFP-C001651463 | 902008785 | 190 902008785 CABLE:IGNITION,(6 MM X 8 ... | 190 902008785 CABLE:IGNITION,(6 MM X 8 MM X 13 MM) DIA | 2 | ALLRFPs\Saudi Energy\SEC RFP-C001651463\downloaded-rfp\SEC RFP-C001651463.xls
Saudi Energy | SEC RFP-C001651463 | 905882711 | 200 905882711 KIT,COMPRESSOR AND BEARIN... | 200 905882711 KIT,COMPRESSOR AND BEARING CASING,TURBOC | 3 | ALLRFPs\Saudi Energy\SEC RFP-C001651463\downloaded-rfp\SEC RFP-C001651463.xls
Saudi Energy | SEC RFP-C001651891 - 6001651891 | 905916899 | 10 905916899 CABLE,ELEC,CU,XLPE,185/95... | 10 905916899 CABLE,ELEC,CU,XLPE,185/95 SQMM,3C,WH | 500 | ALLRFPs\Saudi Energy\SEC RFP-C001651891 - 6001651891\downloaded-rfp\SEC RFP-C001651891 - 6001651891.xls
Saudi Energy | SEC RFP-C001651924 | 905518120 | 10 905518120 WRENCH SET,COMB,12 POINT,... | 10 905518120 WRENCH SET,COMB,12 POINT,#OEX724K | 2 | ALLRFPs\Saudi Energy\SEC RFP-C001651924\downloaded-rfp\SEC RFP-C001651924.xls
Saudi Energy | SEC RFP-C001651924 | 903105489 | 20 903105489 WRENCH SET:PIPE,STRAIGHT,... | 20 903105489 WRENCH SET:PIPE,STRAIGHT,1-1/2 IN, 2 IN, | 4 | ALLRFPs\Saudi Energy\SEC RFP-C001651924\downloaded-rfp\SEC RFP-C001651924.xls
Saudi Energy | SEC RFP-C001651924 | 905777836 | 30 905777836 WRENCH SET,ALLEN,L,#675ED... | 30 905777836 WRENCH SET,ALLEN,L,#675EDP56128 | 8 | ALLRFPs\Saudi Energy\SEC RFP-C001651924\downloaded-rfp\SEC RFP-C001651924.xls
Saudi Energy | SEC RFP-C001651924 | 905794244 | 40 905794244 SCRAPER:CLEANING,1-1/2 IN... | 40 905794244 SCRAPER:CLEANING,1-1/2 IN WD X 7-1/2 IN | 12 | ALLRFPs\Saudi Energy\SEC RFP-C001651924\downloaded-rfp\SEC RFP-C001651924.xls
Saudi Energy | SEC RFP-C001651924 | 905795220 | 50 905795220 CALIPER:VERNIER,500 MM,0.... | 50 905795220 CALIPER:VERNIER,500 MM,0.05 MM GRDTNS,SS | 2 | ALLRFPs\Saudi Energy\SEC RFP-C001651924\downloaded-rfp\SEC RFP-C001651924.xls
Saudi Energy | SEC RFP-C001651924 | 905748225 | 60 905748225 MICROMETER:DEPTH,0 TO 3 I... | 60 905748225 MICROMETER:DEPTH,0 TO 3 IN RANGE,0.001 I | 2 | ALLRFPs\Saudi Energy\SEC RFP-C001651924\downloaded-rfp\SEC RFP-C001651924.xls
Saudi Energy | SEC RFP-C001651924 | 905832290 | 70 905832290 MICROMETER:OUTSIDE,0 TO 1... | 70 905832290 MICROMETER:OUTSIDE,0 TO 1 IN, 0 TO 25.4 | 4 | ALLRFPs\Saudi Energy\SEC RFP-C001651924\downloaded-rfp\SEC RFP-C001651924.xls
Saudi Energy | SEC RFP-C001651924 | 905764220 | 80 905764220 HAMMER:SLEDGE,4 LB,FORGED... | 80 905764220 HAMMER:SLEDGE,4 LB,FORGED CSTL,14 IN LG, | 10 | ALLRFPs\Saudi Energy\SEC RFP-C001651924\downloaded-rfp\SEC RFP-C001651924.xls
Saudi Energy | SEC RFP-C001651924 | 905611080 | 90 905611080 BOLT,EYE,13 TPI THD,1-3/8... | 90 905611080 BOLT,EYE,13 TPI THD,1-3/8 IN THDLG | 20 | ALLRFPs\Saudi Energy\SEC RFP-C001651924\downloaded-rfp\SEC RFP-C001651924.xls
Saudi Energy | SEC RFP-C001651924 | 905892814 | 100 905892814 BOLT,EYE,12 TPI THD,3/4 I... | 100 905892814 BOLT,EYE,12 TPI THD,3/4 IN THDLG | 20 | ALLRFPs\Saudi Energy\SEC RFP-C001651924\downloaded-rfp\SEC RFP-C001651924.xls
Saudi Energy | SEC RFP-C001651924 | 905721465 | 110 905721465 SHACKLE:ANCHOR,2 IN INSID... | 110 905721465 SHACKLE:ANCHOR,2 IN INSIDE WD,2-13/16 IN | 20 | ALLRFPs\Saudi Energy\SEC RFP-C001651924\downloaded-rfp\SEC RFP-C001651924.xls
Saudi Energy | SEC RFP-C001651924 | 909101954 | 120 909101954 TOOL,GREASE PUMP,4000 PSI... | 120 909101954 TOOL,GREASE PUMP,4000 PSI,16 1/4 IN. | 4 | ALLRFPs\Saudi Energy\SEC RFP-C001651924\downloaded-rfp\SEC RFP-C001651924.xls
Saudi Energy | SEC RFP-C001651924 | 905703597 | 130 905703597 HOSE:REINFORCED,AIR,3/8 I... | 130 905703597 HOSE:REINFORCED,AIR,3/8 IN ID X 3/4 IN O | 20 | ALLRFPs\Saudi Energy\SEC RFP-C001651924\downloaded-rfp\SEC RFP-C001651924.xls
Saudi Energy | SEC RFP-C001651924 | 909107710 | 140 909107710 SLING,WEB,PES,#S5PE2M | 140 909107710 SLING,WEB,PES,#S5PE2M | 20 | ALLRFPs\Saudi Energy\SEC RFP-C001651924\downloaded-rfp\SEC RFP-C001651924.xls
Saudi Energy | SEC RFP-C001651924 | 905518006 | 150 905518006 WRENCH,RCHT,3/8 IN DR,9-9... | 150 905518006 WRENCH,RCHT,3/8 IN DR,9-9/16 IN LG | 10 | ALLRFPs\Saudi Energy\SEC RFP-C001651924\downloaded-rfp\SEC RFP-C001651924.xls
Saudi Energy | SEC RFP-C001651924 | 909111724 | 160 909111724 WRENCH,IMP,3/4 IN DR,1250... | 160 909111724 WRENCH,IMP,3/4 IN DR,1250FT LB,#LXTXWT07 | 4 | ALLRFPs\Saudi Energy\SEC RFP-C001651924\downloaded-rfp\SEC RFP-C001651924.xls
Saudi Energy | SEC RFP-C001651924 | 909110849 | 170 909110849 WRENCH,IMP,1/2 INCH DR,18... | 170 909110849 WRENCH,IMP,1/2 INCH DR,1860 INCH POUNDS | 12 | ALLRFPs\Saudi Energy\SEC RFP-C001651924\downloaded-rfp\SEC RFP-C001651924.xls
Saudi Energy | SEC RFP-C001651924 | 905598205 | 180 905598205 PUNCH SET:LETTER AND NUMB... | 180 905598205 PUNCH SET:LETTER AND NUMBER,5 MM WD X 10 | 2 | ALLRFPs\Saudi Energy\SEC RFP-C001651924\downloaded-rfp\SEC RFP-C001651924.xls
Saudi Energy | SEC RFP-C001651924 | 905695666 | 200 905695666 WRENCH SET,ALLEN,L,2 MM T... | 200 905695666 WRENCH SET,ALLEN,L,2 MM TO 19 MM HEX | 6 | ALLRFPs\Saudi Energy\SEC RFP-C001651924\downloaded-rfp\SEC RFP-C001651924.xls
Saudi Energy | SEC RFP-C001651924 | 909108018 | 210 909108018 SLING,WIRE ROPE,1.9 TONS,... | 210 909108018 SLING,WIRE ROPE,1.9 TONS,#058EZIEEX319TO | 10 | ALLRFPs\Saudi Energy\SEC RFP-C001651924\downloaded-rfp\SEC RFP-C001651924.xls
Saudi Energy | SEC RFP-C001651924 | 909102059 | 220 909102059 TOOL,STEEL ADJUSTABLE WRE... | 220 909102059 TOOL,STEEL ADJUSTABLE WRENCH SET WITH CU | 4 | ALLRFPs\Saudi Energy\SEC RFP-C001651924\downloaded-rfp\SEC RFP-C001651924.xls
Saudi Energy | SEC RFP-C001651924 | 905518323 | 230 905518323 WRENCH SET,OPEN END,1/4 I... | 230 905518323 WRENCH SET,OPEN END,1/4 IN TO 1 IN,#6845 | 2 | ALLRFPs\Saudi Energy\SEC RFP-C001651924\downloaded-rfp\SEC RFP-C001651924.xls
Saudi Energy | SEC RFP-C001651924 | 905519408 | 240 905519408 HOIST:CHAIN,MANUAL,2 TON ... | 240 905519408 HOIST:CHAIN,MANUAL,2 TON CAPACITY | 8 | ALLRFPs\Saudi Energy\SEC RFP-C001651924\downloaded-rfp\SEC RFP-C001651924.xls
Saudi Energy | SEC RFP-C001651924 | 905902436 | 250 905902436 HOIST:CHAIN,RACHET LEVER,... | 250 905902436 HOIST:CHAIN,RACHET LEVER,3/4 TON CAPACIT | 2 | ALLRFPs\Saudi Energy\SEC RFP-C001651924\downloaded-rfp\SEC RFP-C001651924.xls
Saudi Energy | SEC RFP-C001651924 | 909111692 | 260 909111692 CALIPER,VERNIER:1MM,SSTL,... | 260 909111692 CALIPER,VERNIER:1MM,SSTL,150 MM,ASME | 4 | ALLRFPs\Saudi Energy\SEC RFP-C001651924\downloaded-rfp\SEC RFP-C001651924.xls
Saudi Energy | SEC RFP-C001651924 | 905836756 | 270 905836756 CALIPER:VERNIER,300 MM,0.... | 270 905836756 CALIPER:VERNIER,300 MM,0.01 MM GRDTNS,SS | 2 | ALLRFPs\Saudi Energy\SEC RFP-C001651924\downloaded-rfp\SEC RFP-C001651924.xls
Saudi Energy | SEC RFP-C001651924 | 905848668 | 280 905848668 FILE SET:MACHINIST,7-1/4 ... | 280 905848668 FILE SET:MACHINIST,7-1/4 IN LG,MIXED,MIX | 4 | ALLRFPs\Saudi Energy\SEC RFP-C001651924\downloaded-rfp\SEC RFP-C001651924.xls
Saudi Energy | SEC RFP-C001651924 | 905901269 | 290 905901269 GAUGE SET,MASTER FEELER,S... | 290 905901269 GAUGE SET,MASTER FEELER,SSTL,#000AA | 10 | ALLRFPs\Saudi Energy\SEC RFP-C001651924\downloaded-rfp\SEC RFP-C001651924.xls
Saudi Energy | SEC RFP-C001651924 | 909410448 | 300 909410448 HAMMER,MALLET:4 1/4 IN,BR... | 300 909410448 HAMMER,MALLET:4 1/4 IN,BRASS,24 IB,**** | 20 | ALLRFPs\Saudi Energy\SEC RFP-C001651924\downloaded-rfp\SEC RFP-C001651924.xls
Saudi Energy | SEC RFP-C001651924 | 901405042 | 310 901405042 HAMMER:SOFT FACE,32 OZ,BR... | 310 901405042 HAMMER:SOFT FACE,32 OZ,BRONZE TIP | 4 | ALLRFPs\Saudi Energy\SEC RFP-C001651924\downloaded-rfp\SEC RFP-C001651924.xls
Saudi Energy | SEC RFP-C001651924 | 902504009 | 320 902504009 GUN,GREASE,14 OZ | 320 902504009 GUN,GREASE,14 OZ | 8 | ALLRFPs\Saudi Energy\SEC RFP-C001651924\downloaded-rfp\SEC RFP-C001651924.xls
Saudi Energy | SEC RFP-C001651924 | 909111762 | 330 909111762 WRENCH,TRQ,34 TO 339 N.M,... | 330 909111762 WRENCH,TRQ,34 TO 339 N.M,1/2 INCH DR,#TE | 2 | ALLRFPs\Saudi Energy\SEC RFP-C001651924\downloaded-rfp\SEC RFP-C001651924.xls
Saudi Energy | SEC RFP-C001651924 | 905848805 | 340 905848805 CLAMP,HOSE/TUBING,25-35 M... | 340 905848805 CLAMP,HOSE/TUBING,25-35 MM DIA X 13 MM W | 40 | ALLRFPs\Saudi Energy\SEC RFP-C001651924\downloaded-rfp\SEC RFP-C001651924.xls
Saudi Energy | SEC RFP-C001651924 | 905848803 | 350 905848803 CLAMP,HOSE/TUBING,13MM TO... | 350 905848803 CLAMP,HOSE/TUBING,13MM TO 20 MM DIA X 9 | 40 | ALLRFPs\Saudi Energy\SEC RFP-C001651924\downloaded-rfp\SEC RFP-C001651924.xls
Saudi Energy | SEC RFP-C001651924 | 909101351 | 360 909101351 SOCKET,WRN,IMP,1 1/2",1" ... | 360 909101351 SOCKET,WRN,IMP,1 1/2",1" DR,#10024T | 10 | ALLRFPs\Saudi Energy\SEC RFP-C001651924\downloaded-rfp\SEC RFP-C001651924.xls
Saudi Energy | SEC RFP-C001651924 | 909101352 | 370 909101352 SOCKET,WRN,IMP,1 1/4",1" ... | 370 909101352 SOCKET,WRN,IMP,1 1/4",1" DR,#10020T | 10 | ALLRFPs\Saudi Energy\SEC RFP-C001651924\downloaded-rfp\SEC RFP-C001651924.xls
Saudi Energy | SEC RFP-C001651924 | 902504117 | 380 902504117 SOCKET,WRN,12 POINT,1 IN,... | 380 902504117 SOCKET,WRN,12 POINT,1 IN,3/4 IN DR,#IMD3 | 6 | ALLRFPs\Saudi Energy\SEC RFP-C001651924\downloaded-rfp\SEC RFP-C001651924.xls
Saudi Energy | SEC RFP-C001651924 | 909101356 | 390 909101356 SOCKET,WRN,IMP,15/16",1 "... | 390 909101356 SOCKET,WRN,IMP,15/16",1 " DR,#10015T | 6 | ALLRFPs\Saudi Energy\SEC RFP-C001651924\downloaded-rfp\SEC RFP-C001651924.xls
Saudi Energy | SEC RFP-C001651924 | 909101353 | 400 909101353 SOCKET,WRN,IMP,1 -1/8",1 ... | 400 909101353 SOCKET,WRN,IMP,1 -1/8",1 " DR,#10018T | 10 | ALLRFPs\Saudi Energy\SEC RFP-C001651924\downloaded-rfp\SEC RFP-C001651924.xls
Saudi Energy | SEC RFP-C001651924 | 905867732 | 410 905867732 SOCKET,WRN,12 POINT,5/8 I... | 410 905867732 SOCKET,WRN,12 POINT,5/8 IN,1/2 IN DR,#IM | 1 | ALLRFPs\Saudi Energy\SEC RFP-C001651924\downloaded-rfp\SEC RFP-C001651924.xls
Saudi Energy | SEC RFP-C001651924 | 901330093 | 420 901330093 TOOL,TENSIONER,HYDRAULIC ... | 420 901330093 TOOL,TENSIONER,HYDRAULIC POWER,(42 MM X | 2 | ALLRFPs\Saudi Energy\SEC RFP-C001651924\downloaded-rfp\SEC RFP-C001651924.xls
Saudi Energy | SEC RFP-C001651924 | 905870978 | 430 905870978 STAND:MOUNTING/SUPPORTING... | 430 905870978 STAND:MOUNTING/SUPPORTING,MAGNETIC BASE, | 12 | ALLRFPs\Saudi Energy\SEC RFP-C001651924\downloaded-rfp\SEC RFP-C001651924.xls
Saudi Energy | SEC RFP-C001651924 | 905632968 | 440 905632968 SLING,WEB,PES,2 TON,REVER... | 440 905632968 SLING,WEB,PES,2 TON,REVERSED DOUBLE EYE | 24 | ALLRFPs\Saudi Energy\SEC RFP-C001651924\downloaded-rfp\SEC RFP-C001651924.xls
Saudi Energy | SEC RFP-C001651924 | 909104763 | 450 909104763 SLING,WEB,PES,2 TON,EYE A... | 450 909104763 SLING,WEB,PES,2 TON,EYE AND EYE,2 IN WD | 24 | ALLRFPs\Saudi Energy\SEC RFP-C001651924\downloaded-rfp\SEC RFP-C001651924.xls
Saudi Energy | SEC RFP-C001651924 | 909104755 | 460 909104755 SLING,WEB,PES,2 TON,EYE A... | 460 909104755 SLING,WEB,PES,2 TON,EYE AND EYE,1 IN WD | 24 | ALLRFPs\Saudi Energy\SEC RFP-C001651924\downloaded-rfp\SEC RFP-C001651924.xls
Saudi Energy | SEC RFP-C001651924 | 909106396 | 470 909106396 WRENCH,RCHT,1/2 INCH DR,1... | 470 909106396 WRENCH,RCHT,1/2 INCH DR,10-5/16 INCH LG | 10 | ALLRFPs\Saudi Energy\SEC RFP-C001651924\downloaded-rfp\SEC RFP-C001651924.xls
Saudi Energy | SEC RFP-C001651924 | 909106012 | 480 909106012 FLASHLIGHT:RECHARGEABLE,O... | 480 909106012 FLASHLIGHT:RECHARGEABLE,ONE BATTERY CELL | 20 | ALLRFPs\Saudi Energy\SEC RFP-C001651924\downloaded-rfp\SEC RFP-C001651924.xls
Saudi Energy | SEC RFP-C001651924 | 905793773 | 490 905793773 BOLT,EYE,10 TPI THD,5-1/4... | 490 905793773 BOLT,EYE,10 TPI THD,5-1/4 IN THDLG | 10 | ALLRFPs\Saudi Energy\SEC RFP-C001651924\downloaded-rfp\SEC RFP-C001651924.xls
Saudi Energy | SEC RFP-C001651924 | 905794275 | 500 905794275 EXTRACTOR SET,SCREW,M3 TO... | 500 905794275 EXTRACTOR SET,SCREW,M3 TO M18 SCR | 3 | ALLRFPs\Saudi Energy\SEC RFP-C001651924\downloaded-rfp\SEC RFP-C001651924.xls
Saudi Energy | SEC RFP-C001651924 | 909101350 | 510 909101350 SOCKET,WRN,IMP,1",1" DR,#... | 510 909101350 SOCKET,WRN,IMP,1",1" DR,#10016T | 10 | ALLRFPs\Saudi Energy\SEC RFP-C001651924\downloaded-rfp\SEC RFP-C001651924.xls
Saudi Energy | SEC RFP-C001651924 | 909411623 | 530 909411623 KIT,TOOL,ELECTRICIAL,CLAM... | 530 909411623 KIT,TOOL,ELECTRICIAL,CLAMP, SOCKETS,CE, | 2 | ALLRFPs\Saudi Energy\SEC RFP-C001651924\downloaded-rfp\SEC RFP-C001651924.xls
Saudi Energy | SEC RFP-C001651924 | 905518068 | 550 905518068 WRENCH,RCHT,1/2 IN DR,12 ... | 550 905518068 WRENCH,RCHT,1/2 IN DR,12 IN LG,ASTL | 10 | ALLRFPs\Saudi Energy\SEC RFP-C001651924\downloaded-rfp\SEC RFP-C001651924.xls
Saudi Energy | SEC RFP-C001651924 | 905518066 | 560 905518066 SOCKET SET,WRN,12 POINT,3... | 560 905518066 SOCKET SET,WRN,12 POINT,3/8 TO 1-1/8 IN | 10 | ALLRFPs\Saudi Energy\SEC RFP-C001651924\downloaded-rfp\SEC RFP-C001651924.xls
Saudi Energy | SEC RFP-C001651924 | 905518330 | 570 905518330 BIT SET,DRV SKT,CHROME PL... | 570 905518330 BIT SET,DRV SKT,CHROME PLATED ASTL,#211E | 10 | ALLRFPs\Saudi Energy\SEC RFP-C001651924\downloaded-rfp\SEC RFP-C001651924.xls
Saudi Energy | SEC RFP-C001651924 | 905518090 | 580 905518090 BIT,DRV SKT,CHROME PLATED... | 580 905518090 BIT,DRV SKT,CHROME PLATED ASTL,ABS | 6 | ALLRFPs\Saudi Energy\SEC RFP-C001651924\downloaded-rfp\SEC RFP-C001651924.xls
Saudi Energy | SEC RFP-C001651924 | 905518128 | 590 905518128 KIT,TOOL,GENERAL SERVICE,... | 590 905518128 KIT,TOOL,GENERAL SERVICE,SOCKET,SOCKET D | 6 | ALLRFPs\Saudi Energy\SEC RFP-C001651924\downloaded-rfp\SEC RFP-C001651924.xls
Saudi Energy | SEC RFP-C001651924 | 905518127 | 600 905518127 WRENCH SET,RCHT BE,12 POI... | 600 905518127 WRENCH SET,RCHT BE,12 POINT,#SOEXR707 | 10 | ALLRFPs\Saudi Energy\SEC RFP-C001651924\downloaded-rfp\SEC RFP-C001651924.xls
Saudi Energy | SEC RFP-C001651924 | 905518123 | 610 905518123 WRENCH SET,COMB,12 POINT,... | 610 905518123 WRENCH SET,COMB,12 POINT,#SOEX710 | 10 | ALLRFPs\Saudi Energy\SEC RFP-C001651924\downloaded-rfp\SEC RFP-C001651924.xls
Saudi Energy | SEC RFP-C001651924 | 901405037 | 620 901405037 WRENCH SET,ALLEN,L,0.028 ... | 620 901405037 WRENCH SET,ALLEN,L,0.028 IN- 3/4 IN | 10 | ALLRFPs\Saudi Energy\SEC RFP-C001651924\downloaded-rfp\SEC RFP-C001651924.xls
Saudi Energy | SEC RFP-C001651924 | 901405048 | 630 901405048 WRENCH,PIPE,3/4 IN,6 IN L... | 630 901405048 WRENCH,PIPE,3/4 IN,6 IN LG,ASTL | 8 | ALLRFPs\Saudi Energy\SEC RFP-C001651924\downloaded-rfp\SEC RFP-C001651924.xls
Saudi Energy | SEC RFP-C001651924 | 901405049 | 640 901405049 WRENCH,PIPE,1 IN,8 IN LG,... | 640 901405049 WRENCH,PIPE,1 IN,8 IN LG,ASTL | 8 | ALLRFPs\Saudi Energy\SEC RFP-C001651924\downloaded-rfp\SEC RFP-C001651924.xls
Saudi Energy | SEC RFP-C001651924 | 901405046 | 650 901405046 WRENCH,PIPE,1 TO 1/2 IN,1... | 650 901405046 WRENCH,PIPE,1 TO 1/2 IN,10 IN LG,ASTL | 8 | ALLRFPs\Saudi Energy\SEC RFP-C001651924\downloaded-rfp\SEC RFP-C001651924.xls
Saudi Energy | SEC RFP-C001651924 | 905518119 | 660 905518119 WRENCH SET:TORX,T9, T10, ... | 660 905518119 WRENCH SET:TORX,T9, T10, T15, T20, T25, | 12 | ALLRFPs\Saudi Energy\SEC RFP-C001651924\downloaded-rfp\SEC RFP-C001651924.xls
Saudi Energy | SEC RFP-C001651924 | 902504005 | 670 902504005 WRENCH,ADJ,3/4 IN JAWCAP,... | 670 902504005 WRENCH,ADJ,3/4 IN JAWCAP,6 IN LG | 12 | ALLRFPs\Saudi Energy\SEC RFP-C001651924\downloaded-rfp\SEC RFP-C001651924.xls
Saudi Energy | SEC RFP-C001651924 | 902504006 | 680 902504006 WRENCH,ADJ,15/16 IN JAWCA... | 680 902504006 WRENCH,ADJ,15/16 IN JAWCAP,8 IN LG | 12 | ALLRFPs\Saudi Energy\SEC RFP-C001651924\downloaded-rfp\SEC RFP-C001651924.xls
Saudi Energy | SEC RFP-C001651924 | 902504004 | 690 902504004 WRENCH,ADJ,1/8 IN JAWCAP,... | 690 902504004 WRENCH,ADJ,1/8 IN JAWCAP,10 IN LG | 12 | ALLRFPs\Saudi Energy\SEC RFP-C001651924\downloaded-rfp\SEC RFP-C001651924.xls
Saudi Energy | SEC RFP-C001651924 | 905518139 | 700 905518139 PLIERS:COMBINATION,8-13/3... | 700 905518139 PLIERS:COMBINATION,8-13/32 IN LG,1-1/2 I | 12 | ALLRFPs\Saudi Energy\SEC RFP-C001651924\downloaded-rfp\SEC RFP-C001651924.xls
Saudi Energy | SEC RFP-C001651924 | 905518137 | 710 905518137 PLIERS:NEEDLE-NOSE,6 IN L... | 710 905518137 PLIERS:NEEDLE-NOSE,6 IN LG,2 1/32 IN | 12 | ALLRFPs\Saudi Energy\SEC RFP-C001651924\downloaded-rfp\SEC RFP-C001651924.xls
Saudi Energy | SEC RFP-C001651924 | 905518136 | 720 905518136 PLIERS:DIAGONAL CUTTING,7... | 720 905518136 PLIERS:DIAGONAL CUTTING,7 IN LG,31/32 IN | 12 | ALLRFPs\Saudi Energy\SEC RFP-C001651924\downloaded-rfp\SEC RFP-C001651924.xls
Saudi Energy | SEC RFP-C001651924 | 905518135 | 730 905518135 CUTTER,CABLE/WIRE,END,5/1... | 730 905518135 CUTTER,CABLE/WIRE,END,5/16 IN | 12 | ALLRFPs\Saudi Energy\SEC RFP-C001651924\downloaded-rfp\SEC RFP-C001651924.xls
Saudi Energy | SEC RFP-C001651924 | 905518134 | 740 905518134 PLIERS:SLIP JOINT,10 IN L... | 740 905518134 PLIERS:SLIP JOINT,10 IN LG,1-3/8 IN,SOFT | 6 | ALLRFPs\Saudi Energy\SEC RFP-C001651924\downloaded-rfp\SEC RFP-C001651924.xls
Saudi Energy | SEC RFP-C001651924 | 905518133 | 750 905518133 PLIERS:NEEDLE-NOSE,4-11/1... | 750 905518133 PLIERS:NEEDLE-NOSE,4-11/16 IN LG,15/16 I | 12 | ALLRFPs\Saudi Energy\SEC RFP-C001651924\downloaded-rfp\SEC RFP-C001651924.xls
Saudi Energy | SEC RFP-C001651924 | 909410451 | 760 909410451 HAMMER,MALLET:4 1/4,HARD ... | 760 909410451 HAMMER,MALLET:4 1/4,HARD WOOD,32,***** | 6 | ALLRFPs\Saudi Energy\SEC RFP-C001651924\downloaded-rfp\SEC RFP-C001651924.xls
Saudi Energy | SEC RFP-C001651924 | 905518131 | 770 905518131 HAMMER:SLEDGE,4 LB,12 IN ... | 770 905518131 HAMMER:SLEDGE,4 LB,12 IN LG,FIBERGLASS | 12 | ALLRFPs\Saudi Energy\SEC RFP-C001651924\downloaded-rfp\SEC RFP-C001651924.xls
Saudi Energy | SEC RFP-C001651924 | 905518331 | 780 905518331 BRUSH,CLEANING:STEEL BACK... | 780 905518331 BRUSH,CLEANING:STEEL BACK,3 1/2 IN X 1/ | 12 | ALLRFPs\Saudi Energy\SEC RFP-C001651924\downloaded-rfp\SEC RFP-C001651924.xls
Saudi Energy | SEC RFP-C001651924 | 905518159 | 790 905518159 BAG,TOOL | 790 905518159 BAG,TOOL | 6 | ALLRFPs\Saudi Energy\SEC RFP-C001651924\downloaded-rfp\SEC RFP-C001651924.xls
Saudi Energy | SEC RFP-C001651924 | 905518163 | 800 905518163 BAG,TOOL,PES | 800 905518163 BAG,TOOL,PES | 6 | ALLRFPs\Saudi Energy\SEC RFP-C001651924\downloaded-rfp\SEC RFP-C001651924.xls
Saudi Energy | SEC RFP-C001651924 | 905518172 | 810 905518172 SNIPS,MTL CUT,12 IN LG,CU... | 810 905518172 SNIPS,MTL CUT,12 IN LG,CUT LG | 6 | ALLRFPs\Saudi Energy\SEC RFP-C001651924\downloaded-rfp\SEC RFP-C001651924.xls
Saudi Energy | SEC RFP-C001651924 | 905704260 | 820 905704260 WRENCH SET,ALLEN,L,1.5 MM... | 820 905704260 WRENCH SET,ALLEN,L,1.5 MM TO 10 MM | 12 | ALLRFPs\Saudi Energy\SEC RFP-C001651924\downloaded-rfp\SEC RFP-C001651924.xls
Saudi Energy | SEC RFP-C001651924 | 905518285 | 850 905518285 SCREWDRIVER SET:COMBINATI... | 850 905518285 SCREWDRIVER SET:COMBINATION,65 TO 250 MM | 30 | ALLRFPs\Saudi Energy\SEC RFP-C001651924\downloaded-rfp\SEC RFP-C001651924.xls
Saudi Energy | SEC RFP-C001651924 | 905518281 | 860 905518281 BRUSH,WIRE,BRISL,0.35MM B... | 860 905518281 BRUSH,WIRE,BRISL,0.35MM BRISL,WOOD HNDL | 12 | ALLRFPs\Saudi Energy\SEC RFP-C001651924\downloaded-rfp\SEC RFP-C001651924.xls
Saudi Energy | SEC RFP-C001651924 | 905518334 | 870 905518334 TAPE,MEAS,8 M,GRAD | 870 905518334 TAPE,MEAS,8 M,GRAD | 6 | ALLRFPs\Saudi Energy\SEC RFP-C001651924\downloaded-rfp\SEC RFP-C001651924.xls
Saudi Energy | SEC RFP-C001653303 | 909501462 | 10 909501462 ANG:BULK NOUN | 10 909501462 ANG:BULK NOUN | 1,000 | ALLRFPs\Saudi Energy\SEC RFP-C001653303\downloaded-rfp\SEC RFP-C001653303.xls
Saudi Energy | SEC RFP-C001653303 | 905608137 | 20 905608137 TAPE:BANDING,50 MM WD X 2... | 20 905608137 TAPE:BANDING,50 MM WD X 25 M LG,CLOTH,YE | 50 | ALLRFPs\Saudi Energy\SEC RFP-C001653303\downloaded-rfp\SEC RFP-C001653303.xls
Saudi Energy | SEC RFP-C001653303 | 901203540 | 30 901203540 INSULATION:THERMAL,ROCKWO... | 30 901203540 INSULATION:THERMAL,ROCKWOOL BLANKET INSU | 90 | ALLRFPs\Saudi Energy\SEC RFP-C001653303\downloaded-rfp\SEC RFP-C001653303.xls
Saudi Energy | SEC RFP-C001653323 - 6001653323 | 905847212 | 10 905847212 CABLE,ELEC,CU,XLPE,185SQM... | 10 905847212 CABLE,ELEC,CU,XLPE,185SQMM,1,#185MMSQ15K | 500 | ALLRFPs\Saudi Energy\SEC RFP-C001653323 - 6001653323\downloaded-rfp\SEC RFP-C001653323 - 6001653323.xls
Saudi Energy | SEC RFP-C001653323 - 6001653323 | 904030090 | 20 904030090 CABLE,ELEC,CU,XLPE,2.5 SQ... | 20 904030090 CABLE,ELEC,CU,XLPE,2.5 SQ MM,12,7 STRAND | 2,000 | ALLRFPs\Saudi Energy\SEC RFP-C001653323 - 6001653323\downloaded-rfp\SEC RFP-C001653323 - 6001653323.xls
Saudi Energy | SEC RFP-C001654187 - 6001654187 | 905669428 | 10 905669428 CABLE,ELEC,CU,XLPE,35SQMM... | 10 905669428 CABLE,ELEC,CU,XLPE,35SQMM,5C,7 STRAND | 500 | ALLRFPs\Saudi Energy\SEC RFP-C001654187 - 6001654187\downloaded-rfp\SEC RFP-C001654187 - 6001654187.xls
Saudi Energy | SEC RFP-C001655819 | 909301005 | 10 909301005 PUMP,CNTRFGL,8L / S,1 STG... | 10 909301005 PUMP,CNTRFGL,8L / S,1 STG,#80X50200 | 1 | ALLRFPs\Saudi Energy\SEC RFP-C001655819\downloaded-rfp\SEC RFP-C001655819.xls
Saudi Energy | SEC RFP-C001655819 | 905701700 | 20 905701700 BELT,V,3V560,#13056 | 20 905701700 BELT,V,3V560,#13056 | 6 | ALLRFPs\Saudi Energy\SEC RFP-C001655819\downloaded-rfp\SEC RFP-C001655819.xls
Saudi Energy | SEC RFP-C001655819 | 902502511 | 30 902502511 MANIFOLD:FLUID,EXHAUST GA... | 30 902502511 MANIFOLD:FLUID,EXHAUST GAS,STEEL | 2 | ALLRFPs\Saudi Energy\SEC RFP-C001655819\downloaded-rfp\SEC RFP-C001655819.xls
Saudi Energy | SEC RFP-C001655819 | 905881405 | 40 905881405 BOLT:BANJO,12 MM DIA,1.75... | 40 905881405 BOLT:BANJO,12 MM DIA,1.75 MM,24 MM LG,HD | 12 | ALLRFPs\Saudi Energy\SEC RFP-C001655819\downloaded-rfp\SEC RFP-C001655819.xls
Saudi Energy | SEC RFP-C001655819 | 901015213 | 50 901015213 PLUG,BOROSCOPE,16 MM ID X... | 50 901015213 PLUG,BOROSCOPE,16 MM ID X 38 MM DIA X 60 | 15 | ALLRFPs\Saudi Energy\SEC RFP-C001655819\downloaded-rfp\SEC RFP-C001655819.xls
Saudi Energy | SEC RFP-C001655819 | 901015217 | 60 901015217 PLUG,BORESCOPE,(26 MM X 4... | 60 901015217 PLUG,BORESCOPE,(26 MM X 44 MM) DIA X 133 | 12 | ALLRFPs\Saudi Energy\SEC RFP-C001655819\downloaded-rfp\SEC RFP-C001655819.xls
Saudi Energy | SEC RFP-C001655819 | 901015218 | 70 901015218 PLUG,BORESCOPE,4 MM ID X ... | 70 901015218 PLUG,BORESCOPE,4 MM ID X (7 MM X 12 MM X | 12 | ALLRFPs\Saudi Energy\SEC RFP-C001655819\downloaded-rfp\SEC RFP-C001655819.xls
Saudi Energy | SEC RFP-C001655819 | 905652910 | 80 905652910 SCREW,CAP,STL,5/16 IN DIA... | 80 905652910 SCREW,CAP,STL,5/16 IN DIA,18 TPI,1 IN LG | 36 | ALLRFPs\Saudi Energy\SEC RFP-C001655819\downloaded-rfp\SEC RFP-C001655819.xls
Saudi Energy | SEC RFP-C001655819 | 905652915 | 90 905652915 BLOCK,BRIDGE,GAS TURBINE,... | 90 905652915 BLOCK,BRIDGE,GAS TURBINE,69 MM WD X 83 M | 6 | ALLRFPs\Saudi Energy\SEC RFP-C001655819\downloaded-rfp\SEC RFP-C001655819.xls
Saudi Energy | SEC RFP-C001655819 | 905847242 | 100 905847242 PLATE,EXHAUST TURBINE ASS... | 100 905847242 PLATE,EXHAUST TURBINE ASSEMBLY,GAS TURBI | 30 | ALLRFPs\Saudi Energy\SEC RFP-C001655819\downloaded-rfp\SEC RFP-C001655819.xls
Saudi Energy | SEC RFP-C001655819 | 905913514 | 110 905913514 SCREW,CAP,STL,3/4 IN DIA,... | 110 905913514 SCREW,CAP,STL,3/4 IN DIA,10 TPI,#HED1905 | 18 | ALLRFPs\Saudi Energy\SEC RFP-C001655819\downloaded-rfp\SEC RFP-C001655819.xls
Saudi Energy | SEC RFP-C001655819 | 905847755 | 120 905847755 HOSE:NON-METALLIC,COOLER,... | 120 905847755 HOSE:NON-METALLIC,COOLER,1500 MM,A-A-592 | 1 | ALLRFPs\Saudi Energy\SEC RFP-C001655819\downloaded-rfp\SEC RFP-C001655819.xls
Saudi Energy | SEC RFP-C001655819 | 905846844 | 130 905846844 HOSE:NON-METALLIC,FUEL,A-... | 130 905846844 HOSE:NON-METALLIC,FUEL,A-A-59270A VALID | 1 | ALLRFPs\Saudi Energy\SEC RFP-C001655819\downloaded-rfp\SEC RFP-C001655819.xls
Saudi Energy | SEC RFP-C001656716 | 909501488 | 10 909501488 STAND:MOUNTING/SUPPORTING | 10 909501488 STAND:MOUNTING/SUPPORTING | 10 | ALLRFPs\Saudi Energy\SEC RFP-C001656716\downloaded-rfp\SEC RFP-C001656716.xls
Saudi Energy | SEC RFP-C001656736 | 901103175 | 10 901103175 SOCKET,ELEC,15K,24 PINS,#... | 10 901103175 SOCKET,ELEC,15K,24 PINS,#0209B4052G002 | 20 | ALLRFPs\Saudi Energy\SEC RFP-C001656736\downloaded-rfp\SEC RFP-C001656736.xls
Saudi Energy | SEC RFP-C001656736 | 901102167 | 20 901102167 BEARING ASSEMBLY,SUMP PUM... | 20 901102167 BEARING ASSEMBLY,SUMP PUMP,THRUST,IEC | 10 | ALLRFPs\Saudi Energy\SEC RFP-C001656736\downloaded-rfp\SEC RFP-C001656736.xls
Saudi Energy | SEC RFP-C001656736 | 900205037 | 30 900205037 JOINT,EXP,FABRIC,5749,9 X... | 30 900205037 JOINT,EXP,FABRIC,5749,9 X 3124,2 X 457,2 | 5 | ALLRFPs\Saudi Energy\SEC RFP-C001656736\downloaded-rfp\SEC RFP-C001656736.xls
Saudi Energy | SEC RFP-C001656736 | 901400770 | 40 901400770 LATCH,JACK,FIRE PROTECTIO... | 40 901400770 LATCH,JACK,FIRE PROTECTION PIPING,18 MM | 20 | ALLRFPs\Saudi Energy\SEC RFP-C001656736\downloaded-rfp\SEC RFP-C001656736.xls
Saudi Energy | SEC RFP-C001656736 | 909102824 | 50 909102824 WIRE:THERMOCOUPLE,28 AWG,... | 50 909102824 WIRE:THERMOCOUPLE,28 AWG,PVC INSULATED M | 10 | ALLRFPs\Saudi Energy\SEC RFP-C001656736\downloaded-rfp\SEC RFP-C001656736.xls
Saudi Energy | SEC RFP-C001656736 | 909102818 | 60 909102818 WIRE:THERMOCOUPLE,28 AWG,... | 60 909102818 WIRE:THERMOCOUPLE,28 AWG,PVC INSULATED M | 10 | ALLRFPs\Saudi Energy\SEC RFP-C001656736\downloaded-rfp\SEC RFP-C001656736.xls
Saudi Energy | SEC RFP-C001656736 | 902010093 | 70 902010093 PLUG,SPARK, IGNITION, GAS... | 70 902010093 PLUG,SPARK, IGNITION, GAS TURBINE,ASTM A | 60 | ALLRFPs\Saudi Energy\SEC RFP-C001656736\downloaded-rfp\SEC RFP-C001656736.xls
Saudi Energy | SEC RFP-C001656737 | 901147498 | 10 901147498 TOOL,HL STICK,#DG91370 | 10 901147498 TOOL,HL STICK,#DG91370 | 2 | ALLRFPs\Saudi Energy\SEC RFP-C001656737\downloaded-rfp\SEC RFP-C001656737.xls
Saudi Energy | SEC RFP-C001656737 | 901147513 | 20 901147513 TOOL,HL STICK,#DG91950 | 20 901147513 TOOL,HL STICK,#DG91950 | 2 | ALLRFPs\Saudi Energy\SEC RFP-C001656737\downloaded-rfp\SEC RFP-C001656737.xls
Saudi Energy | SEC RFP-C001656737 | 901147527 | 30 901147527 PLIERS,PISTON RING: | 30 901147527 PLIERS,PISTON RING: | 1 | ALLRFPs\Saudi Energy\SEC RFP-C001656737\downloaded-rfp\SEC RFP-C001656737.xls
Saudi Energy | SEC RFP-C001656737 | 901146961 | 40 901146961 VALVE,GLOBE,3/4 1500,3/4 ... | 40 901146961 VALVE,GLOBE,3/4 1500,3/4 1500,CR13,#SW15 | 10 | ALLRFPs\Saudi Energy\SEC RFP-C001656737\downloaded-rfp\SEC RFP-C001656737.xls
Saudi Energy | SEC RFP-C001656737 | 902008785 | 50 902008785 CABLE:IGNITION,(6 MM X 8 ... | 50 902008785 CABLE:IGNITION,(6 MM X 8 MM X 13 MM) DIA | 2 | ALLRFPs\Saudi Energy\SEC RFP-C001656737\downloaded-rfp\SEC RFP-C001656737.xls
Saudi Energy | SEC RFP-C001656737 | 901304256 | 60 901304256 STRAINER,INSERT,STAINLESS... | 60 901304256 STRAINER,INSERT,STAINLESS STEEL | 2 | ALLRFPs\Saudi Energy\SEC RFP-C001656737\downloaded-rfp\SEC RFP-C001656737.xls
Saudi Energy | SEC RFP-C001656737 | 901112424 | 70 901112424 CABLE:IGNITION,0.25 MM,PF... | 70 901112424 CABLE:IGNITION,0.25 MM,PFA AND GLASS FIB | 48 | ALLRFPs\Saudi Energy\SEC RFP-C001656737\downloaded-rfp\SEC RFP-C001656737.xls
Saudi Energy | SEC RFP-C001656747 | 905911353 | 10 905911353 JOINT,EXP,BUTYL RUBBER,6 ... | 10 905911353 JOINT,EXP,BUTYL RUBBER,6 IN,6 IN LG,#STY | 3 | ALLRFPs\Saudi Energy\SEC RFP-C001656747\downloaded-rfp\SEC RFP-C001656747.xls
Saudi Energy | SEC RFP-C001656747 | 902008769 | 20 902008769 CABLE:IGNITION,10 MM DIA ... | 20 902008769 CABLE:IGNITION,10 MM DIA X 8 M LG,RBR BR | 1 | ALLRFPs\Saudi Energy\SEC RFP-C001656747\downloaded-rfp\SEC RFP-C001656747.xls
Saudi Energy | SEC RFP-C001656747 | 905599689 | 30 905599689 STONE,SHARP,SIL CRBD,GRIT... | 30 905599689 STONE,SHARP,SIL CRBD,GRIT 150/400,#1088I | 40 | ALLRFPs\Saudi Energy\SEC RFP-C001656747\downloaded-rfp\SEC RFP-C001656747.xls
Saudi Energy | SEC RFP-C001656747 | 905890106 | 40 905890106 PUNCH SET:PIN,3 MM TO 8 M... | 40 905890106 PUNCH SET:PIN,3 MM TO 8 MM HOLE,150 MM L | 4 | ALLRFPs\Saudi Energy\SEC RFP-C001656747\downloaded-rfp\SEC RFP-C001656747.xls
Saudi Energy | SEC RFP-C001656747 | 905890640 | 50 905890640 PUNCH SET:CENTER,CSTL,4 P... | 50 905890640 PUNCH SET:CENTER,CSTL,4 PIECE,WOOD BOX,G | 20 | ALLRFPs\Saudi Energy\SEC RFP-C001656747\downloaded-rfp\SEC RFP-C001656747.xls
Saudi Energy | SEC RFP-C001656748 | 905941910 | 10 905941910 PUMP,RECIP,1-1/2 IN,SIMPL... | 10 905941910 PUMP,RECIP,1-1/2 IN,SIMPLEX,#32002128 | 2 | ALLRFPs\Saudi Energy\SEC RFP-C001656748\downloaded-rfp\SEC RFP-C001656748.xls
Saudi Energy | SEC RFP-C001656748 | 909102818 | 20 909102818 WIRE:THERMOCOUPLE,28 AWG,... | 20 909102818 WIRE:THERMOCOUPLE,28 AWG,PVC INSULATED M | 1 | ALLRFPs\Saudi Energy\SEC RFP-C001656748\downloaded-rfp\SEC RFP-C001656748.xls
Saudi Energy | SEC RFP-C001657539 | 901202833 | 10 901202833 RELAY:LEVEL,2 A, 250 VAC,... | 10 901202833 RELAY:LEVEL,2 A, 250 VAC,1NO2NC,CO,3PST, | 2 | ALLRFPs\Saudi Energy\SEC RFP-C001657539\downloaded-rfp\SEC RFP-C001657539.xls
Saudi Energy | SEC RFP-C001657539 | 901146898 | 20 901146898 CLAMP,BULK NOUN:AL,GROUND... | 20 901146898 CLAMP,BULK NOUN:AL,GROUNDING,CABLE TO RO | 2 | ALLRFPs\Saudi Energy\SEC RFP-C001657539\downloaded-rfp\SEC RFP-C001657539.xls
Saudi Energy | SEC RFP-C001657539 | 905698588 | 30 905698588 SHEET,NON-METALLIC:RUBBER... | 30 905698588 SHEET,NON-METALLIC:RUBBER PROFILE SELF | 3 | ALLRFPs\Saudi Energy\SEC RFP-C001657539\downloaded-rfp\SEC RFP-C001657539.xls
Saudi Energy | SEC RFP-C001657539 | 905698620 | 40 905698620 SHT:NON-METALLIC | 40 905698620 SHT:NON-METALLIC | 32 | ALLRFPs\Saudi Energy\SEC RFP-C001657539\downloaded-rfp\SEC RFP-C001657539.xls
Saudi Energy | SEC RFP-C001657539 | 905698621 | 50 905698621 SHEET:NON-METALLIC,PROFIL... | 50 905698621 SHEET:NON-METALLIC,PROFILE RUBBER SELF A | 16 | ALLRFPs\Saudi Energy\SEC RFP-C001657539\downloaded-rfp\SEC RFP-C001657539.xls
Saudi Energy | SEC RFP-C001657539 | 905698596 | 60 905698596 PIN:BULK NOUN | 60 905698596 PIN:BULK NOUN | 2 | ALLRFPs\Saudi Energy\SEC RFP-C001657539\downloaded-rfp\SEC RFP-C001657539.xls
Saudi Energy | SEC RFP-C001657539 | 905698633 | 70 905698633 PIN,GENERATOR OPEN AND CL... | 70 905698633 PIN,GENERATOR OPEN AND CLOSE SPARE PARTS | 4 | ALLRFPs\Saudi Energy\SEC RFP-C001657539\downloaded-rfp\SEC RFP-C001657539.xls
Saudi Energy | SEC RFP-C001657539 | 905698607 | 80 905698607 DISK,COMPACT,CLAMPING,#PE... | 80 905698607 DISK,COMPACT,CLAMPING,#PE106576 | 12 | ALLRFPs\Saudi Energy\SEC RFP-C001657539\downloaded-rfp\SEC RFP-C001657539.xls
Saudi Energy | SEC RFP-C001657539 | 905698610 | 90 905698610 DISK,COMPACT,CLAMPING,#PE... | 90 905698610 DISK,COMPACT,CLAMPING,#PE105663 | 8 | ALLRFPs\Saudi Energy\SEC RFP-C001657539\downloaded-rfp\SEC RFP-C001657539.xls
Saudi Energy | SEC RFP-C001657539 | 905698617 | 100 905698617 DISK,COMPACT,CLAMPING,#PE... | 100 905698617 DISK,COMPACT,CLAMPING,#PE104492 | 2 | ALLRFPs\Saudi Energy\SEC RFP-C001657539\downloaded-rfp\SEC RFP-C001657539.xls
Saudi Energy | SEC RFP-C001657539 | 905896942 | 110 905896942 WIRE:THERMOCOUPLE,18 AWG,... | 110 905896942 WIRE:THERMOCOUPLE,18 AWG,7 STRANDED,CHRO | 600 | ALLRFPs\Saudi Energy\SEC RFP-C001657539\downloaded-rfp\SEC RFP-C001657539.xls
Saudi Energy | SEC RFP-C001657554 | 905942662 | 10 905942662 NIPPLE,PIPE,HEX,STL,1/2 I... | 10 905942662 NIPPLE,PIPE,HEX,STL,1/2 IN (12.7 MM),#21 | 14 | ALLRFPs\Saudi Energy\SEC RFP-C001657554\downloaded-rfp\SEC RFP-C001657554.xls
Saudi Energy | SEC RFP-C001657554 | 902008077 | 20 902008077 CABLE:IGNITION,1/2 IN DIA... | 20 902008077 CABLE:IGNITION,1/2 IN DIA X 26 FT LG,SAE | 2 | ALLRFPs\Saudi Energy\SEC RFP-C001657554\downloaded-rfp\SEC RFP-C001657554.xls
Saudi Energy | SEC RFP-C001657554 | 902008381 | 30 902008381 CABLE:IGNITION,(2 MM X 10... | 30 902008381 CABLE:IGNITION,(2 MM X 10 MM) DIA X 3 M | 4 | ALLRFPs\Saudi Energy\SEC RFP-C001657554\downloaded-rfp\SEC RFP-C001657554.xls
Saudi Energy | SEC RFP-C001657586 | 901304223 | 10 901304223 PLATE,GAS TURBINE,40 MM W... | 10 901304223 PLATE,GAS TURBINE,40 MM WD X 60 MM LG X | 4 | ALLRFPs\Saudi Energy\SEC RFP-C001657586\downloaded-rfp\SEC RFP-C001657586.xls
Saudi Energy | SEC RFP-C001657586 | 901123129 | 20 901123129 RING,ANGULAR RING BUSH MA... | 20 901123129 RING,ANGULAR RING BUSH MAIN STEAM INLET | 4 | ALLRFPs\Saudi Energy\SEC RFP-C001657586\downloaded-rfp\SEC RFP-C001657586.xls
Saudi Energy | SEC RFP-C001657586 | 901204163 | 30 901204163 PIN SET,TAPER,STL,#PB0000... | 30 901204163 PIN SET,TAPER,STL,#PB0000000160 | 2 | ALLRFPs\Saudi Energy\SEC RFP-C001657586\downloaded-rfp\SEC RFP-C001657586.xls
Saudi Energy | SEC RFP-C001657586 | 902019180 | 40 902019180 GUIDE,COMBUSTION CHAMBER,... | 40 902019180 GUIDE,COMBUSTION CHAMBER,129 MM LG,STL | 2 | ALLRFPs\Saudi Energy\SEC RFP-C001657586\downloaded-rfp\SEC RFP-C001657586.xls
Saudi Energy | SEC RFP-C001657586 | 902019151 | 50 902019151 FITTING,GREASE,STL | 50 902019151 FITTING,GREASE,STL | 4 | ALLRFPs\Saudi Energy\SEC RFP-C001657586\downloaded-rfp\SEC RFP-C001657586.xls
Saudi Energy | SEC RFP-C001657586 | 901019179 | 60 901019179 SPRING,COMP,STL,STD,FULL ... | 60 901019179 SPRING,COMP,STL,STD,FULL SIZE LG,#P00005 | 1 | ALLRFPs\Saudi Energy\SEC RFP-C001657586\downloaded-rfp\SEC RFP-C001657586.xls
Saudi Energy | SEC RFP-C001657586 | 902019257 | 70 902019257 FAN:CENTRIFUGAL,1,75 KW, ... | 70 902019257 FAN:CENTRIFUGAL,1,75 KW, 480 VAC, 60 HZ | 2 | ALLRFPs\Saudi Energy\SEC RFP-C001657586\downloaded-rfp\SEC RFP-C001657586.xls
Saudi Energy | SEC RFP-C001657586 | 902019362 | 80 902019362 ACCUMULATOR,#PPG003347780... | 80 902019362 ACCUMULATOR,#PPG0033477800 | 2 | ALLRFPs\Saudi Energy\SEC RFP-C001657586\downloaded-rfp\SEC RFP-C001657586.xls
Saudi Energy | SEC RFP-C001657586 | 003347780 | 80 902019362 ACCUMULATOR,#PPG003347780... | 80 902019362 ACCUMULATOR,#PPG0033477800 | 2 | ALLRFPs\Saudi Energy\SEC RFP-C001657586\downloaded-rfp\SEC RFP-C001657586.xls
Saudi Energy | SEC RFP-C001657586 | 902019175 | 90 902019175 ANGLE,COMBUSTION CHAMBER,... | 90 902019175 ANGLE,COMBUSTION CHAMBER,20 MM,15 MM,65 | 8 | ALLRFPs\Saudi Energy\SEC RFP-C001657586\downloaded-rfp\SEC RFP-C001657586.xls
Saudi Energy | SEC RFP-C001657586 | 902018982 | 100 902018982 BLADE,RTR,COMPRESSOR SIDE... | 100 902018982 BLADE,RTR,COMPRESSOR SIDE,STG/ROW 7,#P00 | 28 | ALLRFPs\Saudi Energy\SEC RFP-C001657586\downloaded-rfp\SEC RFP-C001657586.xls
Saudi Energy | SEC RFP-C001657586 | 902018985 | 110 902018985 BLADE,RTR,COMPRESSOR SIDE... | 110 902018985 BLADE,RTR,COMPRESSOR SIDE,STG/ROW 8,#P00 | 33 | ALLRFPs\Saudi Energy\SEC RFP-C001657586\downloaded-rfp\SEC RFP-C001657586.xls
Saudi Energy | SEC RFP-C001657586 | 902018988 | 120 902018988 BLADE,RTR,COMPRESSOR SIDE... | 120 902018988 BLADE,RTR,COMPRESSOR SIDE,STG/ROW 9,#P00 | 28 | ALLRFPs\Saudi Energy\SEC RFP-C001657586\downloaded-rfp\SEC RFP-C001657586.xls
Saudi Energy | SEC RFP-C001657586 | 902018991 | 130 902018991 BLADE,RTR,COMPRESSOR SIDE... | 130 902018991 BLADE,RTR,COMPRESSOR SIDE,STG/ROW 10,#P0 | 28 | ALLRFPs\Saudi Energy\SEC RFP-C001657586\downloaded-rfp\SEC RFP-C001657586.xls
Saudi Energy | SEC RFP-C001657586 | 901202689 | 140 901202689 STRIP,SEAL,8 MM WD,BRS | 140 901202689 STRIP,SEAL,8 MM WD,BRS | 28 | ALLRFPs\Saudi Energy\SEC RFP-C001657586\downloaded-rfp\SEC RFP-C001657586.xls
Saudi Energy | SEC RFP-C001657586 | 902019149 | 150 902019149 BLOCK,SLIDING,COMPRESSOR ... | 150 902019149 BLOCK,SLIDING,COMPRESSOR STATOR ROW 3, G | 4 | ALLRFPs\Saudi Energy\SEC RFP-C001657586\downloaded-rfp\SEC RFP-C001657586.xls
Saudi Energy | SEC RFP-C001657586 | 902017346 | 160 902017346 VALVE,BALL,DN15,PN63,#P00... | 160 902017346 VALVE,BALL,DN15,PN63,#P0001193700 | 2 | ALLRFPs\Saudi Energy\SEC RFP-C001657586\downloaded-rfp\SEC RFP-C001657586.xls
Saudi Energy | SEC RFP-C001657586 | 902019227 | 170 902019227 VALVE,BALL,#P0006374100 | 170 902019227 VALVE,BALL,#P0006374100 | 1 | ALLRFPs\Saudi Energy\SEC RFP-C001657586\downloaded-rfp\SEC RFP-C001657586.xls
Saudi Energy | SEC RFP-C001657586 | 000637410 | 170 902019227 VALVE,BALL,#P0006374100 | 170 902019227 VALVE,BALL,#P0006374100 | 1 | ALLRFPs\Saudi Energy\SEC RFP-C001657586\downloaded-rfp\SEC RFP-C001657586.xls
Saudi Energy | SEC RFP-C001657586 | 902019229 | 180 902019229 VALVE,BALL,#P0000984200 | 180 902019229 VALVE,BALL,#P0000984200 | 2 | ALLRFPs\Saudi Energy\SEC RFP-C001657586\downloaded-rfp\SEC RFP-C001657586.xls
Saudi Energy | SEC RFP-C001657586 | 000098420 | 180 902019229 VALVE,BALL,#P0000984200 | 180 902019229 VALVE,BALL,#P0000984200 | 2 | ALLRFPs\Saudi Energy\SEC RFP-C001657586\downloaded-rfp\SEC RFP-C001657586.xls
Saudi Energy | SEC RFP-C001657586 | 902019254 | 190 902019254 VALVE,BALL,FLOATING,#P000... | 190 902019254 VALVE,BALL,FLOATING,#P0001415500 | 2 | ALLRFPs\Saudi Energy\SEC RFP-C001657586\downloaded-rfp\SEC RFP-C001657586.xls
Saudi Energy | SEC RFP-C001657586 | 902019271 | 200 902019271 VALVE,BALL,#P0000395500 | 200 902019271 VALVE,BALL,#P0000395500 | 3 | ALLRFPs\Saudi Energy\SEC RFP-C001657586\downloaded-rfp\SEC RFP-C001657586.xls
Saudi Energy | SEC RFP-C001657586 | 000039550 | 200 902019271 VALVE,BALL,#P0000395500 | 200 902019271 VALVE,BALL,#P0000395500 | 3 | ALLRFPs\Saudi Energy\SEC RFP-C001657586\downloaded-rfp\SEC RFP-C001657586.xls
Saudi Energy | SEC RFP-C001657586 | 902019280 | 210 902019280 VALVE,BALL,#PB0000217842 | 210 902019280 VALVE,BALL,#PB0000217842 | 7 | ALLRFPs\Saudi Energy\SEC RFP-C001657586\downloaded-rfp\SEC RFP-C001657586.xls
Saudi Energy | SEC RFP-C001657586 | 000021784 | 210 902019280 VALVE,BALL,#PB0000217842 | 210 902019280 VALVE,BALL,#PB0000217842 | 7 | ALLRFPs\Saudi Energy\SEC RFP-C001657586\downloaded-rfp\SEC RFP-C001657586.xls
Saudi Energy | SEC RFP-C001657586 | 902019287 | 220 902019287 VALVE,BALL,#PG0041279500 | 220 902019287 VALVE,BALL,#PG0041279500 | 2 | ALLRFPs\Saudi Energy\SEC RFP-C001657586\downloaded-rfp\SEC RFP-C001657586.xls
Saudi Energy | SEC RFP-C001657586 | 004127950 | 220 902019287 VALVE,BALL,#PG0041279500 | 220 902019287 VALVE,BALL,#PG0041279500 | 2 | ALLRFPs\Saudi Energy\SEC RFP-C001657586\downloaded-rfp\SEC RFP-C001657586.xls
Saudi Energy | SEC RFP-C001657586 | 902019336 | 230 902019336 VALVE,BALL,FS2, 1/2 IN,PN... | 230 902019336 VALVE,BALL,FS2, 1/2 IN,PN40,#P0006721100 | 2 | ALLRFPs\Saudi Energy\SEC RFP-C001657586\downloaded-rfp\SEC RFP-C001657586.xls
Saudi Energy | SEC RFP-C001657586 | 902019232 | 240 902019232 VALVE,BTRFL,#P0002996400 | 240 902019232 VALVE,BTRFL,#P0002996400 | 2 | ALLRFPs\Saudi Energy\SEC RFP-C001657586\downloaded-rfp\SEC RFP-C001657586.xls
Saudi Energy | SEC RFP-C001657586 | 000299640 | 240 902019232 VALVE,BTRFL,#P0002996400 | 240 902019232 VALVE,BTRFL,#P0002996400 | 2 | ALLRFPs\Saudi Energy\SEC RFP-C001657586\downloaded-rfp\SEC RFP-C001657586.xls
Saudi Energy | SEC RFP-C001657586 | 902019269 | 250 902019269 VALVE,CHECK,DN 50,#P00014... | 250 902019269 VALVE,CHECK,DN 50,#P0001425700 | 2 | ALLRFPs\Saudi Energy\SEC RFP-C001657586\downloaded-rfp\SEC RFP-C001657586.xls
Saudi Energy | SEC RFP-C001657586 | 901114213 | 260 901114213 TRANSMITTER:SIGNAL,PRESSU... | 260 901114213 TRANSMITTER:SIGNAL,PRESSURE | 2 | ALLRFPs\Saudi Energy\SEC RFP-C001657586\downloaded-rfp\SEC RFP-C001657586.xls
Saudi Energy | SEC RFP-C001658036 | 902019363 | 10 902019363 VALVE,CHECK,LIFT,#PG00317... | 10 902019363 VALVE,CHECK,LIFT,#PG0031735200 | 2 | ALLRFPs\Saudi Energy\SEC RFP-C001658036\downloaded-rfp\SEC RFP-C001658036.xls
Saudi Energy | SEC RFP-C001658036 | 901122881 | 20 901122881 DEVICE, | 20 901122881 DEVICE, | 2 | ALLRFPs\Saudi Energy\SEC RFP-C001658036\downloaded-rfp\SEC RFP-C001658036.xls
Saudi Energy | SEC RFP-C001658036 | 901017647 | 30 901017647 SCREW,MACH,12MM DIA,PAN S... | 30 901017647 SCREW,MACH,12MM DIA,PAN SLOTTED HD,#PB00 | 15 | ALLRFPs\Saudi Energy\SEC RFP-C001658036\downloaded-rfp\SEC RFP-C001658036.xls
Saudi Energy | SEC RFP-C001658036 | 902017175 | 40 902017175 PLUG,GAS TURBINE,56 MM X ... | 40 902017175 PLUG,GAS TURBINE,56 MM X 2 MM,C35E,ASTM | 8 | ALLRFPs\Saudi Energy\SEC RFP-C001658036\downloaded-rfp\SEC RFP-C001658036.xls
Saudi Energy | SEC RFP-C001658036 | 902017212 | 50 902017212 GASKET:BULK NOUN,GAS TURB... | 50 902017212 GASKET:BULK NOUN,GAS TURBINE ,238 MM X 5 | 12 | ALLRFPs\Saudi Energy\SEC RFP-C001658036\downloaded-rfp\SEC RFP-C001658036.xls
Saudi Energy | SEC RFP-C001658036 | 905943592 | 60 905943592 BEARING,PILBLK,8 MM ID,63... | 60 905943592 BEARING,PILBLK,8 MM ID,63 MM X 32 MM BLK | 2 | ALLRFPs\Saudi Energy\SEC RFP-C001658036\downloaded-rfp\SEC RFP-C001658036.xls
Saudi Energy | SEC RFP-C001658036 | 901114193 | 70 901114193 PISTON, | 70 901114193 PISTON, | 8 | ALLRFPs\Saudi Energy\SEC RFP-C001658036\downloaded-rfp\SEC RFP-C001658036.xls
Saudi Energy | SEC RFP-C001658036 | 901114931 | 80 901114931 GENERATOR,ELEC,184380,157... | 80 901114931 GENERATOR,ELEC,184380,15750 V,6759 A,#5 | 1 | ALLRFPs\Saudi Energy\SEC RFP-C001658036\downloaded-rfp\SEC RFP-C001658036.xls
Saudi Energy | SEC RFP-C001658036 | 901407336 | 90 901407336 GUIDE,COMBUSTION CHAMBER | 90 901407336 GUIDE,COMBUSTION CHAMBER | 6 | ALLRFPs\Saudi Energy\SEC RFP-C001658036\downloaded-rfp\SEC RFP-C001658036.xls
Saudi Energy | SEC RFP-C001658036 | 901114890 | 100 901114890 SCREW,CAP,DIA,LG,HD,#5212... | 100 901114890 SCREW,CAP,DIA,LG,HD,#52120366009 | 2 | ALLRFPs\Saudi Energy\SEC RFP-C001658036\downloaded-rfp\SEC RFP-C001658036.xls
Saudi Energy | SEC RFP-C001658036 | 901114893 | 110 901114893 SCREW,CAP,DIA,LG,HD,#5217... | 110 901114893 SCREW,CAP,DIA,LG,HD,#52172366010 | 4 | ALLRFPs\Saudi Energy\SEC RFP-C001658036\downloaded-rfp\SEC RFP-C001658036.xls
Saudi Energy | SEC RFP-C001658036 | 901330327 | 120 901330327 RING,RETAINING | 120 901330327 RING,RETAINING | 4 | ALLRFPs\Saudi Energy\SEC RFP-C001658036\downloaded-rfp\SEC RFP-C001658036.xls
Saudi Energy | SEC RFP-C001658036 | 901330302 | 130 901330302 GUIDE, | 130 901330302 GUIDE, | 3 | ALLRFPs\Saudi Energy\SEC RFP-C001658036\downloaded-rfp\SEC RFP-C001658036.xls
Saudi Energy | SEC RFP-C001658036 | 901330303 | 140 901330303 GUIDE, | 140 901330303 GUIDE, | 1 | ALLRFPs\Saudi Energy\SEC RFP-C001658036\downloaded-rfp\SEC RFP-C001658036.xls
Saudi Energy | SEC RFP-C001658036 | 901330304 | 150 901330304 GUIDE, | 150 901330304 GUIDE, | 1 | ALLRFPs\Saudi Energy\SEC RFP-C001658036\downloaded-rfp\SEC RFP-C001658036.xls
Saudi Energy | SEC RFP-C001658036 | 901328879 | 160 901328879 GUIDE, | 160 901328879 GUIDE, | 1 | ALLRFPs\Saudi Energy\SEC RFP-C001658036\downloaded-rfp\SEC RFP-C001658036.xls
Saudi Energy | SEC RFP-C001658083 | 905511953 | 10 905511953 POLE:BREAKER,196 MM DIA X... | 10 905511953 POLE:BREAKER,196 MM DIA X 600 MM HT X 38 | 9 | ALLRFPs\Saudi Energy\SEC RFP-C001658083\downloaded-rfp\SEC RFP-C001658083.xls
Saudi Energy | SEC RFP-C001658083 | 905512832 | 20 905512832 POLE:BREAKER,225 MM DIA X... | 20 905512832 POLE:BREAKER,225 MM DIA X 145 MM LG,33 K | 9 | ALLRFPs\Saudi Energy\SEC RFP-C001658083\downloaded-rfp\SEC RFP-C001658083.xls
Saudi Energy | SEC RFP-C001658083 | 904046500 | 30 904046500 POLE:BREAKER,(140 MM X 20... | 30 904046500 POLE:BREAKER,(140 MM X 200 MM) DIA X 180 | 9 | ALLRFPs\Saudi Energy\SEC RFP-C001658083\downloaded-rfp\SEC RFP-C001658083.xls
Saudi Energy | SEC RFP-C001658083 | 902020333 | 40 902020333 SWITCH,GRD,36KV,ABS,31.5 ... | 40 902020333 SWITCH,GRD,36KV,ABS,31.5 KA,#GCE9005552R | 3 | ALLRFPs\Saudi Energy\SEC RFP-C001658083\downloaded-rfp\SEC RFP-C001658083.xls
Saudi Energy | SEC RFP-C001658083 | 906002287 | 50 906002287 SOLENOID:LINEAR,110 VDC,D... | 50 906002287 SOLENOID:LINEAR,110 VDC,D-FRAME,SAE AS40 | 10 | ALLRFPs\Saudi Energy\SEC RFP-C001658083\downloaded-rfp\SEC RFP-C001658083.xls
Saudi Energy | SEC RFP-C001659050 | 901416379 | 10 901416379 WASHER,FLAT,ID,TH,#DWGNO4... | 10 901416379 WASHER,FLAT,ID,TH,#DWGNO46790002PART9405 | 4 | ALLRFPs\Saudi Energy\SEC RFP-C001659050\downloaded-rfp\SEC RFP-C001659050.xls
Saudi Energy | SEC RFP-C001659050 | 901416381 | 20 901416381 WASHER,FLAT,ID,TH,#DWGNO4... | 20 901416381 WASHER,FLAT,ID,TH,#DWGNO46790002PART9405 | 4 | ALLRFPs\Saudi Energy\SEC RFP-C001659050\downloaded-rfp\SEC RFP-C001659050.xls
Saudi Energy | SEC RFP-C001659050 | 901416383 | 30 901416383 WASHER,FLAT,ID,TH,#DWGNO4... | 30 901416383 WASHER,FLAT,ID,TH,#DWGNO46790002PART9405 | 4 | ALLRFPs\Saudi Energy\SEC RFP-C001659050\downloaded-rfp\SEC RFP-C001659050.xls
Saudi Energy | SEC RFP-C001659050 | 901412921 | 40 901412921 JACKET,BULK NOUN: | 40 901412921 JACKET,BULK NOUN: | 40 | ALLRFPs\Saudi Energy\SEC RFP-C001659050\downloaded-rfp\SEC RFP-C001659050.xls
Saudi Energy | SEC RFP-C001659050 | 901109250 | 50 901109250 INTERFACE, | 50 901109250 INTERFACE, | 2 | ALLRFPs\Saudi Energy\SEC RFP-C001659050\downloaded-rfp\SEC RFP-C001659050.xls
Saudi Energy | SEC RFP-C001659050 | 901416390 | 60 901416390 BALL,BULK NOUN: | 60 901416390 BALL,BULK NOUN: | 106 | ALLRFPs\Saudi Energy\SEC RFP-C001659050\downloaded-rfp\SEC RFP-C001659050.xls
Saudi Energy | SEC RFP-C001659050 | 901416400 | 70 901416400 BALL,BULK NOUN: | 70 901416400 BALL,BULK NOUN: | 70 | ALLRFPs\Saudi Energy\SEC RFP-C001659050\downloaded-rfp\SEC RFP-C001659050.xls
Saudi Energy | SEC RFP-C001659050 | 905935494 | 80 905935494 RELAY,CUR,INST,8NO3NC,48-... | 80 905935494 RELAY,CUR,INST,8NO3NC,48-150 V DC,#MICOM | 1 | ALLRFPs\Saudi Energy\SEC RFP-C001659050\downloaded-rfp\SEC RFP-C001659050.xls
Saudi Energy | SEC RFP-C001659050 | 901416409 | 90 901416409 BRACKET,BULK NOUN: | 90 901416409 BRACKET,BULK NOUN: | 1 | ALLRFPs\Saudi Energy\SEC RFP-C001659050\downloaded-rfp\SEC RFP-C001659050.xls
Saudi Energy | SEC RFP-C001659050 | 901412410 | 100 901412410 SHAFT, | 100 901412410 SHAFT, | 1 | ALLRFPs\Saudi Energy\SEC RFP-C001659050\downloaded-rfp\SEC RFP-C001659050.xls
Saudi Energy | SEC RFP-C001659050 | 901206890 | 110 901206890 RELAY:PHASE SEQUENCE,4 A,... | 110 901206890 RELAY:PHASE SEQUENCE,4 A, 250 VAC,2NO2NC | 1 | ALLRFPs\Saudi Energy\SEC RFP-C001659050\downloaded-rfp\SEC RFP-C001659050.xls
Saudi Energy | SEC RFP-C001659050 | 905688611 | 120 905688611 POWER SUPPLY:SWITCHED-MOD... | 120 905688611 POWER SUPPLY:SWITCHED-MODE,24 VDC,24 VDC | 3 | ALLRFPs\Saudi Energy\SEC RFP-C001659050\downloaded-rfp\SEC RFP-C001659050.xls
Saudi Energy | SEC RFP-C001659050 | 905691756 | 130 905691756 MANIFOLD,VALVE,NDL,2-WAY,... | 130 905691756 MANIFOLD,VALVE,NDL,2-WAY,6000 LB,#M2VVTV | 2 | ALLRFPs\Saudi Energy\SEC RFP-C001659050\downloaded-rfp\SEC RFP-C001659050.xls
Saudi Energy | SEC RFP-C001659050 | 902468524 | 140 902468524 ROD:BULK NOUN | 140 902468524 ROD:BULK NOUN | 2 | ALLRFPs\Saudi Energy\SEC RFP-C001659050\downloaded-rfp\SEC RFP-C001659050.xls
Saudi Energy | SEC RFP-C001659050 | 901213704 | 150 901213704 PUMP,DIAPH,DN15 (1/2 IN),... | 150 901213704 PUMP,DIAPH,DN15 (1/2 IN),#XA11290J2H40ST | 3 | ALLRFPs\Saudi Energy\SEC RFP-C001659050\downloaded-rfp\SEC RFP-C001659050.xls
Saudi Energy | SEC RFP-C001659050 | 902468697 | 160 902468697 CBL:INSTR | 160 902468697 CBL:INSTR | 8 | ALLRFPs\Saudi Energy\SEC RFP-C001659050\downloaded-rfp\SEC RFP-C001659050.xls
Saudi Energy | SEC RFP-C001659050 | 902467456 | 170 902467456 RELAY,CUR,OC AND EF,8 BI ... | 170 902467456 RELAY,CUR,OC AND EF,8 BI PLUS 8 BO,#P14N | 9 | ALLRFPs\Saudi Energy\SEC RFP-C001659050\downloaded-rfp\SEC RFP-C001659050.xls
Saudi Energy | SEC RFP-C001659145 | 905551221 | 10 905551221 CABLE:INSTRUMENTATION,FIR... | 10 905551221 CABLE:INSTRUMENTATION,FIRE DETECTOR,16 A | 5 | ALLRFPs\Saudi Energy\SEC RFP-C001659145\downloaded-rfp\SEC RFP-C001659145.xls
Saudi Energy | SEC RFP-C001659145 | 905896942 | 20 905896942 WIRE:THERMOCOUPLE,18 AWG,... | 20 905896942 WIRE:THERMOCOUPLE,18 AWG,7 STRANDED,CHRO | 4,000 | ALLRFPs\Saudi Energy\SEC RFP-C001659145\downloaded-rfp\SEC RFP-C001659145.xls
Saudi Energy | SEC RFP-C001659156 | 901122102 | 10 901122102 RESIN,SYNTHETIC: | 10 901122102 RESIN,SYNTHETIC: | 12 | ALLRFPs\Saudi Energy\SEC RFP-C001659156\downloaded-rfp\SEC RFP-C001659156.xls
Saudi Energy | SEC RFP-C001659156 | 901148845 | 20 901148845 VLV:FLUSH,CF8M,STRAIGHT,S... | 20 901148845 VLV:FLUSH,CF8M,STRAIGHT,SPRING,LOW FLOW | 1 | ALLRFPs\Saudi Energy\SEC RFP-C001659156\downloaded-rfp\SEC RFP-C001659156.xls
Saudi Energy | SEC RFP-C001659156 | 902464445 | 30 902464445 SCREW,CAP,SSTL,G1/2 CM DI... | 30 902464445 SCREW,CAP,SSTL,G1/2 CM DIA,UNCT,42 CM LG | 2 | ALLRFPs\Saudi Energy\SEC RFP-C001659156\downloaded-rfp\SEC RFP-C001659156.xls
Saudi Energy | SEC RFP-C001659156 | 901305176 | 40 901305176 VALVE,BALL,2 PIECE,3IN,CL... | 40 901305176 VALVE,BALL,2 PIECE,3IN,CLASS 300,#368A60 | 5 | ALLRFPs\Saudi Energy\SEC RFP-C001659156\downloaded-rfp\SEC RFP-C001659156.xls
Saudi Energy | SEC RFP-C001659156 | 901119569 | 50 901119569 VALVE,Ball,CONN,#GHC50AA0... | 50 901119569 VALVE,Ball,CONN,#GHC50AA051 | 1 | ALLRFPs\Saudi Energy\SEC RFP-C001659156\downloaded-rfp\SEC RFP-C001659156.xls
Saudi Energy | SEC RFP-C001659156 | 901119035 | 60 901119035 VALVE,Ball,CONN,#QFH50AA8... | 60 901119035 VALVE,Ball,CONN,#QFH50AA856 | 2 | ALLRFPs\Saudi Energy\SEC RFP-C001659156\downloaded-rfp\SEC RFP-C001659156.xls
Saudi Energy | SEC RFP-C001659156 | 901110122 | 70 901110122 VALVE,BALL,SIDE ENTRY,10 ... | 70 901110122 VALVE,BALL,SIDE ENTRY,10 IN X 300 #,#OC1 | 1 | ALLRFPs\Saudi Energy\SEC RFP-C001659156\downloaded-rfp\SEC RFP-C001659156.xls
Saudi Energy | SEC RFP-C001659156 | 901110054 | 80 901110054 VALVE,BALL,SIDE ENTRY,20 ... | 80 901110054 VALVE,BALL,SIDE ENTRY,20 IN X 600 #,#BEM | 1 | ALLRFPs\Saudi Energy\SEC RFP-C001659156\downloaded-rfp\SEC RFP-C001659156.xls
Saudi Energy | SEC RFP-C001659156 | 901110249 | 90 901110249 VALVE,BALL,SIDE ENTRY,24 ... | 90 901110249 VALVE,BALL,SIDE ENTRY,24 IN,API6F,#KKS02 | 1 | ALLRFPs\Saudi Energy\SEC RFP-C001659156\downloaded-rfp\SEC RFP-C001659156.xls
Saudi Energy | SEC RFP-C001659156 | 901110231 | 100 901110231 VALVE,BALL,SIDE ENTRY,30 ... | 100 901110231 VALVE,BALL,SIDE ENTRY,30 IN CLASS 600 # | 1 | ALLRFPs\Saudi Energy\SEC RFP-C001659156\downloaded-rfp\SEC RFP-C001659156.xls
Saudi Energy | SEC RFP-C001659156 | 909205414 | 110 909205414 DRYER:FLUID,REFRIGERATING... | 110 909205414 DRYER:FLUID,REFRIGERATING,REFRIGERANT,1/ | 10 | ALLRFPs\Saudi Energy\SEC RFP-C001659156\downloaded-rfp\SEC RFP-C001659156.xls
Saudi Energy | SEC RFP-C001659156 | 909205412 | 120 909205412 DRYER:FLUID,REFRIGERATING... | 120 909205412 DRYER:FLUID,REFRIGERATING,REFRIGERANT,3/ | 10 | ALLRFPs\Saudi Energy\SEC RFP-C001659156\downloaded-rfp\SEC RFP-C001659156.xls
Saudi Energy | SEC RFP-C001659156 | 909205413 | 130 909205413 DRYER:FLUID,REFRIGERATING... | 130 909205413 DRYER:FLUID,REFRIGERATING,REFRIGERANT,3/ | 10 | ALLRFPs\Saudi Energy\SEC RFP-C001659156\downloaded-rfp\SEC RFP-C001659156.xls
Saudi Energy | SEC RFP-C001659156 | 901113565 | 140 901113565 FAN:AXIAL FLOW,DIMETER 38... | 140 901113565 FAN:AXIAL FLOW,DIMETER 38.00 FT,856.4 CU | 8 | ALLRFPs\Saudi Energy\SEC RFP-C001659156\downloaded-rfp\SEC RFP-C001659156.xls
Saudi Energy | SEC RFP-C001659156 | 901119698 | 150 901119698 LOCK,EQUIPMENT: | 150 901119698 LOCK,EQUIPMENT: | 4 | ALLRFPs\Saudi Energy\SEC RFP-C001659156\downloaded-rfp\SEC RFP-C001659156.xls
Saudi Energy | SEC RFP-C001659156 | 901119699 | 160 901119699 LOCK,EQUIPMENT: | 160 901119699 LOCK,EQUIPMENT: | 4 | ALLRFPs\Saudi Energy\SEC RFP-C001659156\downloaded-rfp\SEC RFP-C001659156.xls
Saudi Energy | SEC RFP-C001659156 | 901119700 | 170 901119700 LOCK,EQUIPMENT: | 170 901119700 LOCK,EQUIPMENT: | 4 | ALLRFPs\Saudi Energy\SEC RFP-C001659156\downloaded-rfp\SEC RFP-C001659156.xls
Saudi Energy | SEC RFP-C001659156 | 901119701 | 180 901119701 LOCK,EQUIPMENT: | 180 901119701 LOCK,EQUIPMENT: | 4 | ALLRFPs\Saudi Energy\SEC RFP-C001659156\downloaded-rfp\SEC RFP-C001659156.xls
Saudi Energy | SEC RFP-C001659156 | 901119702 | 190 901119702 LOCK,EQUIPMENT: | 190 901119702 LOCK,EQUIPMENT: | 4 | ALLRFPs\Saudi Energy\SEC RFP-C001659156\downloaded-rfp\SEC RFP-C001659156.xls
Saudi Energy | SEC RFP-C001659156 | 901119703 | 200 901119703 LOCK,EQUIPMENT: | 200 901119703 LOCK,EQUIPMENT: | 4 | ALLRFPs\Saudi Energy\SEC RFP-C001659156\downloaded-rfp\SEC RFP-C001659156.xls
Saudi Energy | SEC RFP-C001659156 | 901119704 | 210 901119704 LOCK,EQUIPMENT: | 210 901119704 LOCK,EQUIPMENT: | 4 | ALLRFPs\Saudi Energy\SEC RFP-C001659156\downloaded-rfp\SEC RFP-C001659156.xls
Saudi Energy | SEC RFP-C001659156 | 901119705 | 220 901119705 LOCK,EQUIPMENT: | 220 901119705 LOCK,EQUIPMENT: | 4 | ALLRFPs\Saudi Energy\SEC RFP-C001659156\downloaded-rfp\SEC RFP-C001659156.xls
Saudi Energy | SEC RFP-C001659156 | 901118906 | 230 901118906 REGULATOR,PRES,IP,OP,INSZ... | 230 901118906 REGULATOR,PRES,IP,OP,INSZ,OSZ,#2625REGUL | 2 | ALLRFPs\Saudi Energy\SEC RFP-C001659156\downloaded-rfp\SEC RFP-C001659156.xls
Saudi Energy | SEC RFP-C001659156 | 901114660 | 240 901114660 STATION:FIRE ALARM SWITCH... | 240 901114660 STATION:FIRE ALARM SWITCH,LIFT AND PULL | 3 | ALLRFPs\Saudi Energy\SEC RFP-C001659156\downloaded-rfp\SEC RFP-C001659156.xls
Saudi Energy | SEC RFP-C001659156 | 901321387 | 250 901321387 SUPPORT,GT-GENERATOR/BRUS... | 250 901321387 SUPPORT,GT-GENERATOR/BRUSH RIGGING ASSEM | 1 | ALLRFPs\Saudi Energy\SEC RFP-C001659156\downloaded-rfp\SEC RFP-C001659156.xls
Saudi Energy | SEC RFP-C001659156 | 901107408 | 260 901107408 THERMOCOUPLE:TEMPERATURE,... | 260 901107408 THERMOCOUPLE:TEMPERATURE,N,0 TO 870 DEG | 2 | ALLRFPs\Saudi Energy\SEC RFP-C001659156\downloaded-rfp\SEC RFP-C001659156.xls
Saudi Energy | SEC RFP-C001659156 | 901118907 | 270 901118907 TRANSDUCER,ELECTRO-PNEUMA... | 270 901118907 TRANSDUCER,ELECTRO-PNEUMATIC: | 2 | ALLRFPs\Saudi Energy\SEC RFP-C001659156\downloaded-rfp\SEC RFP-C001659156.xls
Saudi Energy | SEC RFP-C001660323 | 909411127 | 10 909411127 DEVICE,HART COMMUNICATOR ... | 10 909411127 DEVICE,HART COMMUNICATOR DEVICE,100/240 | 1 | ALLRFPs\Saudi Energy\SEC RFP-C001660323\downloaded-rfp\SEC RFP-C001660323.xls
Saudi Energy | SEC RFP-C001660323 | 909501736 | 20 909501736 BKR:CIRCUIT, AIR,1 KV KV,... | 20 909501736 BKR:CIRCUIT, AIR,1 KV KV,4 P,4000 A,85 K | 1 | ALLRFPs\Saudi Energy\SEC RFP-C001660323\downloaded-rfp\SEC RFP-C001660323.xls
Saudi Energy | SEC RFP-C001660323 | 901103182 | 30 901103182 WIRE:THERMOCOUPLE,17.4 MM... | 30 901103182 WIRE:THERMOCOUPLE,17.4 MM DIA,10 M LG,SS | 4 | ALLRFPs\Saudi Energy\SEC RFP-C001660323\downloaded-rfp\SEC RFP-C001660323.xls
Saudi Energy | SEC RFP-C001660323 | 901148018 | 40 901148018 BLADE,FAN,FORCED,10973 MM... | 40 901148018 BLADE,FAN,FORCED,10973 MM DIAMETER,#NCR3 | 40 | ALLRFPs\Saudi Energy\SEC RFP-C001660323\downloaded-rfp\SEC RFP-C001660323.xls
Saudi Energy | SEC RFP-C001660323 | 901109565 | 50 901109565 CONN,COMM,#YCB301C100 | 50 901109565 CONN,COMM,#YCB301C100 | 4 | ALLRFPs\Saudi Energy\SEC RFP-C001660323\downloaded-rfp\SEC RFP-C001660323.xls
Saudi Energy | SEC RFP-C001660323 | 901123391 | 60 901123391 BOARD,TERM,#SIGYOKDOR32R | 60 901123391 BOARD,TERM,#SIGYOKDOR32R | 2 | ALLRFPs\Saudi Energy\SEC RFP-C001660323\downloaded-rfp\SEC RFP-C001660323.xls
Saudi Energy | SEC RFP-C001660323 | 901122849 | 70 901122849 MODULE:INPUT,ANALOG INPUT... | 70 901122849 MODULE:INPUT,ANALOG INPUT,ANALOG INPUT,2 | 3 | ALLRFPs\Saudi Energy\SEC RFP-C001660323\downloaded-rfp\SEC RFP-C001660323.xls
Saudi Energy | SEC RFP-C001660866 - 6001660866 | 905780379 | 10 905780379 CABLE,ELEC,CU,LPOF,1300 S... | 10 905780379 CABLE,ELEC,CU,LPOF,1300 SQMM,1,#TFCCA245 | 1,000 | ALLRFPs\Saudi Energy\SEC RFP-C001660866 - 6001660866\downloaded-rfp\SEC RFP-C001660866 - 6001660866.xls
Saudi Energy | SEC RFP-C001660866 - 6001660866 | 904206642 | 20 904206642 CABLE,ELEC,CU,XLPE,300SQM... | 20 904206642 CABLE,ELEC,CU,XLPE,300SQMM,1,#HC1LU01BSE | 1,000 | ALLRFPs\Saudi Energy\SEC RFP-C001660866 - 6001660866\downloaded-rfp\SEC RFP-C001660866 - 6001660866.xls
Saudi Energy | SEC RFP-C001660866 - 6001660866 | 903302971 | 30 903302971 CABLE,ELEC,CU,XLPE,185SQM... | 30 903302971 CABLE,ELEC,CU,XLPE,185SQMM,1,37 STRAND | 500 | ALLRFPs\Saudi Energy\SEC RFP-C001660866 - 6001660866\downloaded-rfp\SEC RFP-C001660866 - 6001660866.xls
Saudi Energy | SEC RFP-C001660866 - 6001660866 | 905916899 | 40 905916899 CABLE,ELEC,CU,XLPE,185/95... | 40 905916899 CABLE,ELEC,CU,XLPE,185/95 SQMM,3C,WH | 500 | ALLRFPs\Saudi Energy\SEC RFP-C001660866 - 6001660866\downloaded-rfp\SEC RFP-C001660866 - 6001660866.xls
Saudi Energy | SEC RFP-C001660866 - 6001660866 | 905916889 | 50 905916889 CABLE,ELEC,CU,XLPE,185SQM... | 50 905916889 CABLE,ELEC,CU,XLPE,185SQMM,1,WH,#ES6AA27 | 500 | ALLRFPs\Saudi Energy\SEC RFP-C001660866 - 6001660866\downloaded-rfp\SEC RFP-C001660866 - 6001660866.xls
Saudi Energy | SEC RFP-C001660866 - 6001660866 | 905782026 | 60 905782026 CABLE,ELEC,CU,XLPE,400 SQ... | 60 905782026 CABLE,ELEC,CU,XLPE,400 SQMM,1,#IHXXLJ274 | 500 | ALLRFPs\Saudi Energy\SEC RFP-C001660866 - 6001660866\downloaded-rfp\SEC RFP-C001660866 - 6001660866.xls
Saudi Energy | SEC RFP-C001660866 - 6001660866 | 905781902 | 70 905781902 CABLE,ELEC,CU,XLPE,630SQM... | 70 905781902 CABLE,ELEC,CU,XLPE,630SQMM,1,#8070CABLE | 500 | ALLRFPs\Saudi Energy\SEC RFP-C001660866 - 6001660866\downloaded-rfp\SEC RFP-C001660866 - 6001660866.xls
Saudi Energy | SEC RFP-C001660866 - 6001660866 | 905781423 | 80 905781423 CABLE,ELEC,CU,XLPE,1000SQ... | 80 905781423 CABLE,ELEC,CU,XLPE,1000SQMM,1,#PTS06EC12 | 1,000 | ALLRFPs\Saudi Energy\SEC RFP-C001660866 - 6001660866\downloaded-rfp\SEC RFP-C001660866 - 6001660866.xls
Saudi Energy | SEC RFP-C001660866 - 6001660866 | 905780856 | 90 905780856 CABLE,ELEC,CU,XLPE,1200SQ... | 90 905780856 CABLE,ELEC,CU,XLPE,1200SQMM,1,#1X1200SQM | 500 | ALLRFPs\Saudi Energy\SEC RFP-C001660866 - 6001660866\downloaded-rfp\SEC RFP-C001660866 - 6001660866.xls
Saudi Energy | SEC RFP-C001660884 | 902008769 | 10 902008769 CABLE:IGNITION,10 MM DIA ... | 10 902008769 CABLE:IGNITION,10 MM DIA X 8 M LG,RBR BR | 2 | ALLRFPs\Saudi Energy\SEC RFP-C001660884\downloaded-rfp\SEC RFP-C001660884.xls
Saudi Energy | SEC RFP-C001660884 | 905782685 | 20 905782685 PLUG,USB PORT BLOCKER,BLU... | 20 905782685 PLUG,USB PORT BLOCKER,BLUE,SERVERS AND S | 8 | ALLRFPs\Saudi Energy\SEC RFP-C001660884\downloaded-rfp\SEC RFP-C001660884.xls
Saudi Energy | SEC RFP-C001660895 | 908114005 | 10 908114005 CABLE,PWR,36KV,AL,3X400/3... | 10 908114005 CABLE,PWR,36KV,AL,3X400/35MM2,XLPE/LLDPE | 3,000,000 | ALLRFPs\Saudi Energy\SEC RFP-C001660895\downloaded-rfp\SEC RFP-C001660895.xls
Saudi Energy | SEC RFP-C001661314 | 909501462 | 10 909501462 ANG:BULK NOUN | 10 909501462 ANG:BULK NOUN | 1,000 | ALLRFPs\Saudi Energy\SEC RFP-C001661314\downloaded-rfp\SEC RFP-C001661314.xls
Saudi Energy | SEC RFP-C001661314 | 905608137 | 30 905608137 TAPE:BANDING,50 MM WD X 2... | 30 905608137 TAPE:BANDING,50 MM WD X 25 M LG,CLOTH,YE | 50 | ALLRFPs\Saudi Energy\SEC RFP-C001661314\downloaded-rfp\SEC RFP-C001661314.xls
Saudi Energy | SEC RFP-C001661956 | 905896942 | 10 905896942 WIRE:THERMOCOUPLE,18 AWG,... | 10 905896942 WIRE:THERMOCOUPLE,18 AWG,7 STRANDED,CHRO | 400 | ALLRFPs\Saudi Energy\SEC RFP-C001661956\downloaded-rfp\SEC RFP-C001661956.xls
Saudi Energy | SEC RFP-C001661956 | 901102531 | 20 901102531 ASSEMBLY,MAIN FUEL SCREW ... | 20 901102531 ASSEMBLY,MAIN FUEL SCREW PUMP,SHAFT AND | 3 | ALLRFPs\Saudi Energy\SEC RFP-C001661956\downloaded-rfp\SEC RFP-C001661956.xls
Saudi Energy | SEC RFP-C001661956 | 905928261 | 30 905928261 ADAPTER,NOZZLE,GAS TURBIN... | 30 905928261 ADAPTER,NOZZLE,GAS TURBINE,(17.5 MM X 20 | 14 | ALLRFPs\Saudi Energy\SEC RFP-C001661956\downloaded-rfp\SEC RFP-C001661956.xls
Saudi Energy | SEC RFP-C001661956 | 905941189 | 40 905941189 SCREW,CAP,STL,1/4IN DIA,2... | 40 905941189 SCREW,CAP,STL,1/4IN DIA,20 TPI,1 IN LG | 55 | ALLRFPs\Saudi Energy\SEC RFP-C001661956\downloaded-rfp\SEC RFP-C001661956.xls
Saudi Energy | SEC RFP-C001661956 | 902468784 | 50 902468784 BKR:CIRCUIT, VACUUM,27KV ... | 50 902468784 BKR:CIRCUIT, VACUUM,27KV KV,3 P,1200,25K | 3 | ALLRFPs\Saudi Energy\SEC RFP-C001661956\downloaded-rfp\SEC RFP-C001661956.xls
Saudi Energy | SEC RFP-C001661956 | 902468906 | 60 902468906 BKR:CIRCUIT, VACUUM,15KV ... | 60 902468906 BKR:CIRCUIT, VACUUM,15KV KV,3 P,2000A,28 | 2 | ALLRFPs\Saudi Energy\SEC RFP-C001661956\downloaded-rfp\SEC RFP-C001661956.xls
Saudi Energy | SEC RFP-C001661989 | 905845903 | 10 905845903 WIRE:GROUNDING,CU,1CX240 ... | 10 905845903 WIRE:GROUNDING,CU,1CX240 MMSQ | 309 | ALLRFPs\Saudi Energy\SEC RFP-C001661989\downloaded-rfp\SEC RFP-C001661989.xls
Saudi Energy | SEC RFP-C001662000 | 905845903 | 10 905845903 WIRE:GROUNDING,CU,1CX240 ... | 10 905845903 WIRE:GROUNDING,CU,1CX240 MMSQ | 500 | ALLRFPs\Saudi Energy\SEC RFP-C001662000\downloaded-rfp\SEC RFP-C001662000.xls
Saudi Energy | SEC RFP-C001662073 | 901304223 | 10 901304223 PLATE,GAS TURBINE,40 MM W... | 10 901304223 PLATE,GAS TURBINE,40 MM WD X 60 MM LG X | 4 | ALLRFPs\Saudi Energy\SEC RFP-C001662073\downloaded-rfp\SEC RFP-C001662073.xls
Saudi Energy | SEC RFP-C001662073 | 901123129 | 20 901123129 RING,ANGULAR RING BUSH MA... | 20 901123129 RING,ANGULAR RING BUSH MAIN STEAM INLET | 4 | ALLRFPs\Saudi Energy\SEC RFP-C001662073\downloaded-rfp\SEC RFP-C001662073.xls
Saudi Energy | SEC RFP-C001662073 | 901204163 | 30 901204163 PIN SET,TAPER,STL,#PB0000... | 30 901204163 PIN SET,TAPER,STL,#PB0000000160 | 2 | ALLRFPs\Saudi Energy\SEC RFP-C001662073\downloaded-rfp\SEC RFP-C001662073.xls
Saudi Energy | SEC RFP-C001662073 | 902019180 | 40 902019180 GUIDE,COMBUSTION CHAMBER,... | 40 902019180 GUIDE,COMBUSTION CHAMBER,129 MM LG,STL | 2 | ALLRFPs\Saudi Energy\SEC RFP-C001662073\downloaded-rfp\SEC RFP-C001662073.xls
Saudi Energy | SEC RFP-C001662073 | 902019151 | 50 902019151 FITTING,GREASE,STL | 50 902019151 FITTING,GREASE,STL | 4 | ALLRFPs\Saudi Energy\SEC RFP-C001662073\downloaded-rfp\SEC RFP-C001662073.xls
Saudi Energy | SEC RFP-C001662073 | 901019179 | 60 901019179 SPRING,COMP,STL,STD,FULL ... | 60 901019179 SPRING,COMP,STL,STD,FULL SIZE LG,#P00005 | 1 | ALLRFPs\Saudi Energy\SEC RFP-C001662073\downloaded-rfp\SEC RFP-C001662073.xls
Saudi Energy | SEC RFP-C001662073 | 902019257 | 70 902019257 FAN:CENTRIFUGAL,1,75 KW, ... | 70 902019257 FAN:CENTRIFUGAL,1,75 KW, 480 VAC, 60 HZ | 2 | ALLRFPs\Saudi Energy\SEC RFP-C001662073\downloaded-rfp\SEC RFP-C001662073.xls
Saudi Energy | SEC RFP-C001662073 | 902019362 | 80 902019362 ACCUMULATOR,#PPG003347780... | 80 902019362 ACCUMULATOR,#PPG0033477800 | 2 | ALLRFPs\Saudi Energy\SEC RFP-C001662073\downloaded-rfp\SEC RFP-C001662073.xls
Saudi Energy | SEC RFP-C001662073 | 003347780 | 80 902019362 ACCUMULATOR,#PPG003347780... | 80 902019362 ACCUMULATOR,#PPG0033477800 | 2 | ALLRFPs\Saudi Energy\SEC RFP-C001662073\downloaded-rfp\SEC RFP-C001662073.xls
Saudi Energy | SEC RFP-C001662073 | 902019175 | 90 902019175 ANGLE,COMBUSTION CHAMBER,... | 90 902019175 ANGLE,COMBUSTION CHAMBER,20 MM,15 MM,65 | 8 | ALLRFPs\Saudi Energy\SEC RFP-C001662073\downloaded-rfp\SEC RFP-C001662073.xls
Saudi Energy | SEC RFP-C001662073 | 902018982 | 100 902018982 BLADE,RTR,COMPRESSOR SIDE... | 100 902018982 BLADE,RTR,COMPRESSOR SIDE,STG/ROW 7,#P00 | 28 | ALLRFPs\Saudi Energy\SEC RFP-C001662073\downloaded-rfp\SEC RFP-C001662073.xls
Saudi Energy | SEC RFP-C001662073 | 902018985 | 110 902018985 BLADE,RTR,COMPRESSOR SIDE... | 110 902018985 BLADE,RTR,COMPRESSOR SIDE,STG/ROW 8,#P00 | 33 | ALLRFPs\Saudi Energy\SEC RFP-C001662073\downloaded-rfp\SEC RFP-C001662073.xls
Saudi Energy | SEC RFP-C001662073 | 902018988 | 120 902018988 BLADE,RTR,COMPRESSOR SIDE... | 120 902018988 BLADE,RTR,COMPRESSOR SIDE,STG/ROW 9,#P00 | 28 | ALLRFPs\Saudi Energy\SEC RFP-C001662073\downloaded-rfp\SEC RFP-C001662073.xls
Saudi Energy | SEC RFP-C001662073 | 902018991 | 130 902018991 BLADE,RTR,COMPRESSOR SIDE... | 130 902018991 BLADE,RTR,COMPRESSOR SIDE,STG/ROW 10,#P0 | 28 | ALLRFPs\Saudi Energy\SEC RFP-C001662073\downloaded-rfp\SEC RFP-C001662073.xls
Saudi Energy | SEC RFP-C001662073 | 901202689 | 140 901202689 STRIP,SEAL,8 MM WD,BRS | 140 901202689 STRIP,SEAL,8 MM WD,BRS | 28 | ALLRFPs\Saudi Energy\SEC RFP-C001662073\downloaded-rfp\SEC RFP-C001662073.xls
Saudi Energy | SEC RFP-C001662073 | 902019149 | 150 902019149 BLOCK,SLIDING,COMPRESSOR ... | 150 902019149 BLOCK,SLIDING,COMPRESSOR STATOR ROW 3, G | 4 | ALLRFPs\Saudi Energy\SEC RFP-C001662073\downloaded-rfp\SEC RFP-C001662073.xls
Saudi Energy | SEC RFP-C001662073 | 902017346 | 160 902017346 VALVE,BALL,DN15,PN63,#P00... | 160 902017346 VALVE,BALL,DN15,PN63,#P0001193700 | 2 | ALLRFPs\Saudi Energy\SEC RFP-C001662073\downloaded-rfp\SEC RFP-C001662073.xls
Saudi Energy | SEC RFP-C001662073 | 902019227 | 170 902019227 VALVE,BALL,#P0006374100 | 170 902019227 VALVE,BALL,#P0006374100 | 1 | ALLRFPs\Saudi Energy\SEC RFP-C001662073\downloaded-rfp\SEC RFP-C001662073.xls
Saudi Energy | SEC RFP-C001662073 | 000637410 | 170 902019227 VALVE,BALL,#P0006374100 | 170 902019227 VALVE,BALL,#P0006374100 | 1 | ALLRFPs\Saudi Energy\SEC RFP-C001662073\downloaded-rfp\SEC RFP-C001662073.xls
Saudi Energy | SEC RFP-C001662073 | 902019229 | 180 902019229 VALVE,BALL,#P0000984200 | 180 902019229 VALVE,BALL,#P0000984200 | 2 | ALLRFPs\Saudi Energy\SEC RFP-C001662073\downloaded-rfp\SEC RFP-C001662073.xls
Saudi Energy | SEC RFP-C001662073 | 000098420 | 180 902019229 VALVE,BALL,#P0000984200 | 180 902019229 VALVE,BALL,#P0000984200 | 2 | ALLRFPs\Saudi Energy\SEC RFP-C001662073\downloaded-rfp\SEC RFP-C001662073.xls
Saudi Energy | SEC RFP-C001662073 | 902019254 | 190 902019254 VALVE,BALL,FLOATING,#P000... | 190 902019254 VALVE,BALL,FLOATING,#P0001415500 | 2 | ALLRFPs\Saudi Energy\SEC RFP-C001662073\downloaded-rfp\SEC RFP-C001662073.xls
Saudi Energy | SEC RFP-C001662073 | 902019271 | 200 902019271 VALVE,BALL,#P0000395500 | 200 902019271 VALVE,BALL,#P0000395500 | 3 | ALLRFPs\Saudi Energy\SEC RFP-C001662073\downloaded-rfp\SEC RFP-C001662073.xls
Saudi Energy | SEC RFP-C001662073 | 000039550 | 200 902019271 VALVE,BALL,#P0000395500 | 200 902019271 VALVE,BALL,#P0000395500 | 3 | ALLRFPs\Saudi Energy\SEC RFP-C001662073\downloaded-rfp\SEC RFP-C001662073.xls
Saudi Energy | SEC RFP-C001662073 | 902019280 | 210 902019280 VALVE,BALL,#PB0000217842 | 210 902019280 VALVE,BALL,#PB0000217842 | 7 | ALLRFPs\Saudi Energy\SEC RFP-C001662073\downloaded-rfp\SEC RFP-C001662073.xls
Saudi Energy | SEC RFP-C001662073 | 000021784 | 210 902019280 VALVE,BALL,#PB0000217842 | 210 902019280 VALVE,BALL,#PB0000217842 | 7 | ALLRFPs\Saudi Energy\SEC RFP-C001662073\downloaded-rfp\SEC RFP-C001662073.xls
Saudi Energy | SEC RFP-C001662073 | 902019287 | 220 902019287 VALVE,BALL,#PG0041279500 | 220 902019287 VALVE,BALL,#PG0041279500 | 2 | ALLRFPs\Saudi Energy\SEC RFP-C001662073\downloaded-rfp\SEC RFP-C001662073.xls
Saudi Energy | SEC RFP-C001662073 | 004127950 | 220 902019287 VALVE,BALL,#PG0041279500 | 220 902019287 VALVE,BALL,#PG0041279500 | 2 | ALLRFPs\Saudi Energy\SEC RFP-C001662073\downloaded-rfp\SEC RFP-C001662073.xls
Saudi Energy | SEC RFP-C001662073 | 902019336 | 230 902019336 VALVE,BALL,FS2, 1/2 IN,PN... | 230 902019336 VALVE,BALL,FS2, 1/2 IN,PN40,#P0006721100 | 2 | ALLRFPs\Saudi Energy\SEC RFP-C001662073\downloaded-rfp\SEC RFP-C001662073.xls
Saudi Energy | SEC RFP-C001662073 | 902019232 | 240 902019232 VALVE,BTRFL,#P0002996400 | 240 902019232 VALVE,BTRFL,#P0002996400 | 2 | ALLRFPs\Saudi Energy\SEC RFP-C001662073\downloaded-rfp\SEC RFP-C001662073.xls
Saudi Energy | SEC RFP-C001662073 | 000299640 | 240 902019232 VALVE,BTRFL,#P0002996400 | 240 902019232 VALVE,BTRFL,#P0002996400 | 2 | ALLRFPs\Saudi Energy\SEC RFP-C001662073\downloaded-rfp\SEC RFP-C001662073.xls
Saudi Energy | SEC RFP-C001662073 | 902019269 | 250 902019269 VALVE,CHECK,DN 50,#P00014... | 250 902019269 VALVE,CHECK,DN 50,#P0001425700 | 2 | ALLRFPs\Saudi Energy\SEC RFP-C001662073\downloaded-rfp\SEC RFP-C001662073.xls
Saudi Energy | SEC RFP-C001662073 | 901114213 | 260 901114213 TRANSMITTER:SIGNAL,PRESSU... | 260 901114213 TRANSMITTER:SIGNAL,PRESSURE | 2 | ALLRFPs\Saudi Energy\SEC RFP-C001662073\downloaded-rfp\SEC RFP-C001662073.xls
Saudi Energy | SEC RFP-C001662309 - 6001662309 | 903100117 | 10 903100117 CABLE,ELEC,CU,XPLE,1C X 6... | 10 903100117 CABLE,ELEC,CU,XPLE,1C X 630 SQ.MM,1,#ENS | 500 | ALLRFPs\Saudi Energy\SEC RFP-C001662309 - 6001662309\downloaded-rfp\SEC RFP-C001662309 - 6001662309.xls
Saudi Energy | SEC RFP-C001663389 | 902010960 | 10 902010960 COUPLING,SHAFT,CI,#226A12... | 10 902010960 COUPLING,SHAFT,CI,#226A1275P005 | 3 | ALLRFPs\Saudi Energy\SEC RFP-C001663389\downloaded-rfp\SEC RFP-C001663389.xls
Saudi Energy | SEC RFP-C001663389 | 902008250 | 20 902008250 CABLE:IGNITION,1/2 IN DIA... | 20 902008250 CABLE:IGNITION,1/2 IN DIA X 16 FT,25 KV, | 500 | ALLRFPs\Saudi Energy\SEC RFP-C001663389\downloaded-rfp\SEC RFP-C001663389.xls
Saudi Energy | SEC RFP-C001663438 | 905941128 | 10 905941128 DRAIN:FLUID,WATER,93.98 M... | 10 905941128 DRAIN:FLUID,WATER,93.98 MM WD X 210.82 M | 1 | ALLRFPs\Saudi Energy\SEC RFP-C001663438\downloaded-rfp\SEC RFP-C001663438.xls
Saudi Energy | SEC RFP-C001663438 | 902008769 | 20 902008769 CABLE:IGNITION,10 MM DIA ... | 20 902008769 CABLE:IGNITION,10 MM DIA X 8 M LG,RBR BR | 4 | ALLRFPs\Saudi Energy\SEC RFP-C001663438\downloaded-rfp\SEC RFP-C001663438.xls
Saudi Energy | SEC RFP-C001663438 | 902008785 | 30 902008785 CABLE:IGNITION,(6 MM X 8 ... | 30 902008785 CABLE:IGNITION,(6 MM X 8 MM X 13 MM) DIA | 2 | ALLRFPs\Saudi Energy\SEC RFP-C001663438\downloaded-rfp\SEC RFP-C001663438.xls
Saudi Energy | SEC RFP-C001663438 | 902008406 | 40 902008406 EXTENSION,TERMINAL,SPARK ... | 40 902008406 EXTENSION,TERMINAL,SPARK PLUG,GAS TURBIN | 24 | ALLRFPs\Saudi Energy\SEC RFP-C001663438\downloaded-rfp\SEC RFP-C001663438.xls
Saudi Energy | SEC RFP-C001663504 | 901225453 | 10 901225453 KIT:BULK NOUN | 10 901225453 KIT:BULK NOUN | 3 | ALLRFPs\Saudi Energy\SEC RFP-C001663504\downloaded-rfp\SEC RFP-C001663504.xls
Saudi Energy | SEC RFP-C001663504 | 901225567 | 20 901225567 STAND:MOUNTING/SUPPORTING | 20 901225567 STAND:MOUNTING/SUPPORTING | 3 | ALLRFPs\Saudi Energy\SEC RFP-C001663504\downloaded-rfp\SEC RFP-C001663504.xls
Saudi Energy | SEC RFP-C001663504 | 901224964 | 30 901224964 CART:RESPIRATOR,ORGANIC, ... | 30 901224964 CART:RESPIRATOR,ORGANIC, INORGANIC , RES | 20 | ALLRFPs\Saudi Energy\SEC RFP-C001663504\downloaded-rfp\SEC RFP-C001663504.xls
Saudi Energy | SEC RFP-C001663504 | 901224896 | 40 901224896 CART:RESPIRATOR,BREATHING | 40 901224896 CART:RESPIRATOR,BREATHING | 20 | ALLRFPs\Saudi Energy\SEC RFP-C001663504\downloaded-rfp\SEC RFP-C001663504.xls
Saudi Energy | SEC RFP-C001663504 | 901223341 | 50 901223341 DETECTOR,BULK NOUN:CONVEN... | 50 901223341 DETECTOR,BULK NOUN:CONVENTIONAL PHOTOELE | 5 | ALLRFPs\Saudi Energy\SEC RFP-C001663504\downloaded-rfp\SEC RFP-C001663504.xls
Saudi Energy | SEC RFP-C001663504 | 901223437 | 60 901223437 DETECTOR,TWO WIRE CONVENT... | 60 901223437 DETECTOR,TWO WIRE CONVENTIONAL SMOKE AND | 5 | ALLRFPs\Saudi Energy\SEC RFP-C001663504\downloaded-rfp\SEC RFP-C001663504.xls
Saudi Energy | SEC RFP-C001663504 | 901224297 | 70 901224297 TC:TEMP,ALLOY COMBINATION... | 70 901224297 TC:TEMP,ALLOY COMBINATION:KTYPE(CHROMEL | 4 | ALLRFPs\Saudi Energy\SEC RFP-C001663504\downloaded-rfp\SEC RFP-C001663504.xls
Saudi Energy | SEC RFP-C001663504 | 901224298 | 80 901224298 TC:TEMP,ALLOY COMBINATION... | 80 901224298 TC:TEMP,ALLOY COMBINATION:KTYPE(CHROMEL | 4 | ALLRFPs\Saudi Energy\SEC RFP-C001663504\downloaded-rfp\SEC RFP-C001663504.xls
Saudi Energy | SEC RFP-C001663504 | 901224299 | 90 901224299 TC:TEMP,ALLOY COMBINATION... | 90 901224299 TC:TEMP,ALLOY COMBINATION:KTYPE(CHROMEL | 4 | ALLRFPs\Saudi Energy\SEC RFP-C001663504\downloaded-rfp\SEC RFP-C001663504.xls
Saudi Energy | SEC RFP-C001663504 | 901224303 | 100 901224303 TC:TEMP,ALLOY COMBINATION... | 100 901224303 TC:TEMP,ALLOY COMBINATION:KTYPE(CHROMEL | 4 | ALLRFPs\Saudi Energy\SEC RFP-C001663504\downloaded-rfp\SEC RFP-C001663504.xls
Saudi Energy | SEC RFP-C001663504 | 909203793 | 110 909203793 THERMOCOUPLE:TEMPERATURE,... | 110 909203793 THERMOCOUPLE:TEMPERATURE,K TYPE,200 TO 1 | 4 | ALLRFPs\Saudi Energy\SEC RFP-C001663504\downloaded-rfp\SEC RFP-C001663504.xls
Saudi Energy | SEC RFP-C001663504 | 901220285 | 120 901220285 REGULATOR,PRES,PLST,MAX 1... | 120 901220285 REGULATOR,PRES,PLST,MAX 145 PSI IP,#5510 | 5 | ALLRFPs\Saudi Energy\SEC RFP-C001663504\downloaded-rfp\SEC RFP-C001663504.xls
Saudi Energy | SEC RFP-C001664683 - 6001664683 | 905780379 | 10 905780379 CABLE,ELEC,CU,LPOF,1300 S... | 10 905780379 CABLE,ELEC,CU,LPOF,1300 SQMM,1,#TFCCA245 | 1,000 | ALLRFPs\Saudi Energy\SEC RFP-C001664683 - 6001664683\downloaded-rfp\SEC RFP-C001664683 - 6001664683.xls
Saudi Energy | SEC RFP-C001664683 - 6001664683 | 904206642 | 20 904206642 CABLE,ELEC,CU,XLPE,300SQM... | 20 904206642 CABLE,ELEC,CU,XLPE,300SQMM,1,#HC1LU01BSE | 1,000 | ALLRFPs\Saudi Energy\SEC RFP-C001664683 - 6001664683\downloaded-rfp\SEC RFP-C001664683 - 6001664683.xls
Saudi Energy | SEC RFP-C001664683 - 6001664683 | 903302971 | 30 903302971 CABLE,ELEC,CU,XLPE,185SQM... | 30 903302971 CABLE,ELEC,CU,XLPE,185SQMM,1,37 STRAND | 500 | ALLRFPs\Saudi Energy\SEC RFP-C001664683 - 6001664683\downloaded-rfp\SEC RFP-C001664683 - 6001664683.xls
Saudi Energy | SEC RFP-C001664683 - 6001664683 | 905916899 | 40 905916899 CABLE,ELEC,CU,XLPE,185/95... | 40 905916899 CABLE,ELEC,CU,XLPE,185/95 SQMM,3C,WH | 500 | ALLRFPs\Saudi Energy\SEC RFP-C001664683 - 6001664683\downloaded-rfp\SEC RFP-C001664683 - 6001664683.xls
Saudi Energy | SEC RFP-C001664683 - 6001664683 | 905916889 | 50 905916889 CABLE,ELEC,CU,XLPE,185SQM... | 50 905916889 CABLE,ELEC,CU,XLPE,185SQMM,1,WH,#ES6AA27 | 500 | ALLRFPs\Saudi Energy\SEC RFP-C001664683 - 6001664683\downloaded-rfp\SEC RFP-C001664683 - 6001664683.xls
Saudi Energy | SEC RFP-C001664683 - 6001664683 | 905782026 | 60 905782026 CABLE,ELEC,CU,XLPE,400 SQ... | 60 905782026 CABLE,ELEC,CU,XLPE,400 SQMM,1,#IHXXLJ274 | 500 | ALLRFPs\Saudi Energy\SEC RFP-C001664683 - 6001664683\downloaded-rfp\SEC RFP-C001664683 - 6001664683.xls
Saudi Energy | SEC RFP-C001664683 - 6001664683 | 905781902 | 70 905781902 CABLE,ELEC,CU,XLPE,630SQM... | 70 905781902 CABLE,ELEC,CU,XLPE,630SQMM,1,#8070CABLE | 500 | ALLRFPs\Saudi Energy\SEC RFP-C001664683 - 6001664683\downloaded-rfp\SEC RFP-C001664683 - 6001664683.xls
Saudi Energy | SEC RFP-C001664683 - 6001664683 | 905781423 | 80 905781423 CABLE,ELEC,CU,XLPE,1000SQ... | 80 905781423 CABLE,ELEC,CU,XLPE,1000SQMM,1,#PTS06EC12 | 1,000 | ALLRFPs\Saudi Energy\SEC RFP-C001664683 - 6001664683\downloaded-rfp\SEC RFP-C001664683 - 6001664683.xls
Saudi Energy | SEC RFP-C001664683 - 6001664683 | 905780856 | 90 905780856 CABLE,ELEC,CU,XLPE,1200SQ... | 90 905780856 CABLE,ELEC,CU,XLPE,1200SQMM,1,#1X1200SQM | 500 | ALLRFPs\Saudi Energy\SEC RFP-C001664683 - 6001664683\downloaded-rfp\SEC RFP-C001664683 - 6001664683.xls
Saudi Energy | SEC RFP-C001664769 | 901109909 | 10 901109909 HEATER,IMMERSION,480V AC,... | 10 901109909 HEATER,IMMERSION,480V AC,312500,442 A,#3 | 1 | ALLRFPs\Saudi Energy\SEC RFP-C001664769\downloaded-rfp\SEC RFP-C001664769.xls
Saudi Energy | SEC RFP-C001664769 | 901321247 | 20 901321247 POSITIONER,VALVE,0-60 PSI... | 20 901321247 POSITIONER,VALVE,0-60 PSIG/0-4 BAR,#DVC6 | 10 | ALLRFPs\Saudi Energy\SEC RFP-C001664769\downloaded-rfp\SEC RFP-C001664769.xls
Saudi Energy | SEC RFP-C001664769 | 901400414 | 30 901400414 VALVE,SOLN,3/4 IN PS,24 V... | 30 901400414 VALVE,SOLN,3/4 IN PS,24 VDC, 9W, 60 HZ | 8 | ALLRFPs\Saudi Energy\SEC RFP-C001664769\downloaded-rfp\SEC RFP-C001664769.xls
Saudi Energy | SEC RFP-C001664769 | 901217001 | 40 901217001 VALVE,SOLN,APPROX 15 MM P... | 40 901217001 VALVE,SOLN,APPROX 15 MM PS,#WL4BNZ10XP9E | 1 | ALLRFPs\Saudi Energy\SEC RFP-C001664769\downloaded-rfp\SEC RFP-C001664769.xls
Saudi Energy | SEC RFP-C001664769 | 902504517 | 50 902504517 WIRE:THERMOCOUPLE,6 MM DI... | 50 902504517 WIRE:THERMOCOUPLE,6 MM DIA,12 M LG,1 PAI | 10 | ALLRFPs\Saudi Energy\SEC RFP-C001664769\downloaded-rfp\SEC RFP-C001664769.xls
Saudi Energy | SEC RFP-C001664769 | 901106998 | 60 901106998 EXCITER,#8TE2908S6FACOMPL... | 60 901106998 EXCITER,#8TE2908S6FACOMPLETESET | 1 | ALLRFPs\Saudi Energy\SEC RFP-C001664769\downloaded-rfp\SEC RFP-C001664769.xls
Saudi Energy | SEC RFP-C001664769 | 905668263 | 70 905668263 RELAY:GP,4NO4NC,125 VDC,S... | 70 905668263 RELAY:GP,4NO4NC,125 VDC,SILVER PLATED,4P | 2 | ALLRFPs\Saudi Energy\SEC RFP-C001664769\downloaded-rfp\SEC RFP-C001664769.xls
Saudi Energy | SEC RFP-C001665266 | 901114660 | 10 901114660 STATION:FIRE ALARM SWITCH... | 10 901114660 STATION:FIRE ALARM SWITCH,LIFT AND PULL | 3 | ALLRFPs\Saudi Energy\SEC RFP-C001665266\downloaded-rfp\SEC RFP-C001665266.xls
Saudi Energy | SEC RFP-C001665266 | 901114612 | 20 901114612 KIT,CE, UL LISTED | 20 901114612 KIT,CE, UL LISTED | 1 | ALLRFPs\Saudi Energy\SEC RFP-C001665266\downloaded-rfp\SEC RFP-C001665266.xls
Saudi Energy | SEC RFP-C001665266 | 901147528 | 30 901147528 REGULATOR,PRES,CSTL,7 BAR... | 30 901147528 REGULATOR,PRES,CSTL,7 BAR IP,6.5 BAR OP | 3 | ALLRFPs\Saudi Energy\SEC RFP-C001665266\downloaded-rfp\SEC RFP-C001665266.xls
Saudi Energy | SEC RFP-C001665266 | 901148269 | 40 901148269 CONTROLLER,PHYSICAL PROPE... | 40 901148269 CONTROLLER,PHYSICAL PROPERTIES:SCREW TER | 2 | ALLRFPs\Saudi Energy\SEC RFP-C001665266\downloaded-rfp\SEC RFP-C001665266.xls
Saudi Energy | SEC RFP-C001665266 | 900130213 | 50 900130213 KIT,BULK NOUN:PRE FILTER ... | 50 900130213 KIT,BULK NOUN:PRE FILTER 136. PRE FILTER | 2 | ALLRFPs\Saudi Energy\SEC RFP-C001665266\downloaded-rfp\SEC RFP-C001665266.xls
Saudi Energy | SEC RFP-C001665266 | 902500089 | 60 902500089 INSUL:ELEC,FORM:U,,INSUL:... | 60 902500089 INSUL:ELEC,FORM:U,,INSUL:FIBER,SZ:730 MM | 3 | ALLRFPs\Saudi Energy\SEC RFP-C001665266\downloaded-rfp\SEC RFP-C001665266.xls
Saudi Energy | SEC RFP-C001665266 | 901116636 | 70 901116636 SUPPORT,BRUSH,SSTL,(355 M... | 70 901116636 SUPPORT,BRUSH,SSTL,(355 MM X 556 MM X 61 | 6 | ALLRFPs\Saudi Energy\SEC RFP-C001665266\downloaded-rfp\SEC RFP-C001665266.xls
Saudi Energy | SEC RFP-C001665266 | 901214367 | 80 901214367 REGULATOR,PRES,CAST COPPE... | 80 901214367 REGULATOR,PRES,CAST COPPER SILICON ALLOY | 2 | ALLRFPs\Saudi Energy\SEC RFP-C001665266\downloaded-rfp\SEC RFP-C001665266.xls
Saudi Energy | SEC RFP-C001665266 | 901366018 | 90 901366018 FAN,CENTRIFUGAL:947CFM,23... | 90 901366018 FAN,CENTRIFUGAL:947CFM,230 V AC, 60 HZ,2 | 10 | ALLRFPs\Saudi Energy\SEC RFP-C001665266\downloaded-rfp\SEC RFP-C001665266.xls
Saudi Energy | SEC RFP-C001665266 | 909107625 | 100 909107625 DETECTOR,BULK NOUN:HYDROG... | 100 909107625 DETECTOR,BULK NOUN:HYDROGEN GAS DETECTIO | 6 | ALLRFPs\Saudi Energy\SEC RFP-C001665266\downloaded-rfp\SEC RFP-C001665266.xls
Saudi Energy | SEC RFP-C001665266 | 901148951 | 110 901148951 CPLG:SHAFT, HALF,ASTM A53... | 110 901148951 CPLG:SHAFT, HALF,ASTM A536 GR 65-45-12,1 | 4 | ALLRFPs\Saudi Energy\SEC RFP-C001665266\downloaded-rfp\SEC RFP-C001665266.xls
Saudi Energy | SEC RFP-C001665266 | 901114646 | 120 901114646 FUSE:LOW VOLTAGE,5 A,250 ... | 120 901114646 FUSE:LOW VOLTAGE,5 A,250 V,FERRULE,GLASS | 9 | ALLRFPs\Saudi Energy\SEC RFP-C001665266\downloaded-rfp\SEC RFP-C001665266.xls
Saudi Energy | SEC RFP-C001665266 | 901114648 | 130 901114648 FUSE:LOW VOLTAGE,3 A,250 ... | 130 901114648 FUSE:LOW VOLTAGE,3 A,250 V,FERRULE,CERAM | 9 | ALLRFPs\Saudi Energy\SEC RFP-C001665266\downloaded-rfp\SEC RFP-C001665266.xls
Saudi Energy | SEC RFP-C001665266 | 901114601 | 140 901114601 RING,BOLTED SEAL RINGS,16... | 140 901114601 RING,BOLTED SEAL RINGS,16 IN ID X 17.428 | 1 | ALLRFPs\Saudi Energy\SEC RFP-C001665266\downloaded-rfp\SEC RFP-C001665266.xls
Saudi Energy | SEC RFP-C001665266 | 901148920 | 150 901148920 INTELLIGENT SENSOR FOR CO... | 150 901148920 INTELLIGENT SENSOR FOR COMBUSTIBLE GAS D | 4 | ALLRFPs\Saudi Energy\SEC RFP-C001665266\downloaded-rfp\SEC RFP-C001665266.xls
Saudi Energy | SEC RFP-C001665266 | 901123460 | 160 901123460 KEY:SHAFT, | 160 901123460 KEY:SHAFT, | 7 | ALLRFPs\Saudi Energy\SEC RFP-C001665266\downloaded-rfp\SEC RFP-C001665266.xls
Saudi Energy | SEC RFP-C001665266 | 901123461 | 170 901123461 KEY:SHAFT, | 170 901123461 KEY:SHAFT, | 7 | ALLRFPs\Saudi Energy\SEC RFP-C001665266\downloaded-rfp\SEC RFP-C001665266.xls
Saudi Energy | SEC RFP-C001665266 | 901123469 | 180 901123469 KEY:SHAFT, | 180 901123469 KEY:SHAFT, | 15 | ALLRFPs\Saudi Energy\SEC RFP-C001665266\downloaded-rfp\SEC RFP-C001665266.xls
Saudi Energy | SEC RFP-C001665266 | 901123475 | 190 901123475 KEY:SHAFT, | 190 901123475 KEY:SHAFT, | 15 | ALLRFPs\Saudi Energy\SEC RFP-C001665266\downloaded-rfp\SEC RFP-C001665266.xls
Saudi Energy | SEC RFP-C001665266 | 901147338 | 200 901147338 MOTOR,ELEC,AC,100 HP,ABS ... | 200 901147338 MOTOR,ELEC,AC,100 HP,ABS P,60HZ,3565 RPM | 2 | ALLRFPs\Saudi Energy\SEC RFP-C001665266\downloaded-rfp\SEC RFP-C001665266.xls
Saudi Energy | SEC RFP-C001665266 | 901147336 | 210 901147336 MOTOR,ELEC,AC,185KW; 248H... | 210 901147336 MOTOR,ELEC,AC,185KW; 248HP,460V,ABS P,#H | 2 | ALLRFPs\Saudi Energy\SEC RFP-C001665266\downloaded-rfp\SEC RFP-C001665266.xls
Saudi Energy | SEC RFP-C001665266 | 901147326 | 220 901147326 MOTOR,ELEC,AC,15 HP,480V ... | 220 901147326 MOTOR,ELEC,AC,15 HP,480V AC,ABS P,60HZ | 1 | ALLRFPs\Saudi Energy\SEC RFP-C001665266\downloaded-rfp\SEC RFP-C001665266.xls
Saudi Energy | SEC RFP-C001665266 | 901148318 | 230 901148318 ACTUATOR,ELEC MTR,460 VAC... | 230 901148318 ACTUATOR,ELEC MTR,460 VAC/3PH /60HZ,#IQT | 2 | ALLRFPs\Saudi Energy\SEC RFP-C001665266\downloaded-rfp\SEC RFP-C001665266.xls
Saudi Energy | SEC RFP-C001665266 | 901148043 | 240 901148043 BREAKER,CIRCUIT, ELECTRON... | 240 901148043 BREAKER,CIRCUIT, ELECTRONIC:32 A,90 MM H | 8 | ALLRFPs\Saudi Energy\SEC RFP-C001665266\downloaded-rfp\SEC RFP-C001665266.xls
Saudi Energy | SEC RFP-C001665266 | 901114629 | 250 901114629 CIRCUIT:CONTROL,DC PDM,TB... | 250 901114629 CIRCUIT:CONTROL,DC PDM,TB CTRL PNL-GT | 4 | ALLRFPs\Saudi Energy\SEC RFP-C001665266\downloaded-rfp\SEC RFP-C001665266.xls
Saudi Energy | SEC RFP-C001665266 | 901114626 | 260 901114626 CIRCUIT:CONTROL,TRIP EMER... | 260 901114626 CIRCUIT:CONTROL,TRIP EMERGENCY RELAY TER | 1 | ALLRFPs\Saudi Energy\SEC RFP-C001665266\downloaded-rfp\SEC RFP-C001665266.xls
Saudi Energy | SEC RFP-C001665266 | 905608608 | 270 905608608 KIT,SYNCHROTACT4,REPAIR,S... | 270 905608608 KIT,SYNCHROTACT4,REPAIR,SUPPLY VOLTAGE T | 4 | ALLRFPs\Saudi Energy\SEC RFP-C001665266\downloaded-rfp\SEC RFP-C001665266.xls
Saudi Energy | SEC RFP-C001665266 | 901114641 | 280 901114641 SLEEVE,COLLECTRO SLEEVE,5... | 280 901114641 SLEEVE,COLLECTRO SLEEVE,572 MM LG X 228 | 1 | ALLRFPs\Saudi Energy\SEC RFP-C001665266\downloaded-rfp\SEC RFP-C001665266.xls
Saudi Energy | SEC RFP-C001665266 | 902508543 | 290 902508543 RELAY,LOCK-OUT,ELEC,14NO1... | 290 902508543 RELAY,LOCK-OUT,ELEC,14NO14NC,28P1T,#78PA | 3 | ALLRFPs\Saudi Energy\SEC RFP-C001665266\downloaded-rfp\SEC RFP-C001665266.xls
Saudi Energy | SEC RFP-C001665266 | 901147970 | 300 901147970 DISPLAY,ELECTRONIC:KTP700... | 300 901147970 DISPLAY,ELECTRONIC:KTP700 BASIC COLOR DP | 1 | ALLRFPs\Saudi Energy\SEC RFP-C001665266\downloaded-rfp\SEC RFP-C001665266.xls
Saudi Energy | SEC RFP-C001665266 | 901111357 | 310 901111357 HUB,NETWORK,ETHERNET SWIT... | 310 901111357 HUB,NETWORK,ETHERNET SWITCH 16 PORTS,88 | 10 | ALLRFPs\Saudi Energy\SEC RFP-C001665266\downloaded-rfp\SEC RFP-C001665266.xls
Saudi Energy | SEC RFP-C001665266 | 901111323 | 320 901111323 BUSHING,ISOLATION TRANSFO... | 320 901111323 BUSHING,ISOLATION TRANSFORMER/CONDUCTOR, | 2 | ALLRFPs\Saudi Energy\SEC RFP-C001665266\downloaded-rfp\SEC RFP-C001665266.xls
Saudi Energy | SEC RFP-C001665266 | 901111139 | 330 901111139 HOSE:METALLIC,PIPING ARRA... | 330 901111139 HOSE:METALLIC,PIPING ARRANGEMENT AIR EXT | 2 | ALLRFPs\Saudi Energy\SEC RFP-C001665266\downloaded-rfp\SEC RFP-C001665266.xls
Saudi Energy | SEC RFP-C001665266 | 901114650 | 340 901114650 RELAY:GP,240 V AC 10 A,2N... | 340 901114650 RELAY:GP,240 V AC 10 A,2NO2NC,24 V DC,SI | 3 | ALLRFPs\Saudi Energy\SEC RFP-C001665266\downloaded-rfp\SEC RFP-C001665266.xls
Saudi Energy | SEC RFP-C001665266 | 901216713 | 350 901216713 BUNDLE,TUBE,SSTL,#1614893... | 350 901216713 BUNDLE,TUBE,SSTL,#1614893900 | 4 | ALLRFPs\Saudi Energy\SEC RFP-C001665266\downloaded-rfp\SEC RFP-C001665266.xls
Saudi Energy | SEC RFP-C001665266 | 901111352 | 360 901111352 RACK:MOUNTING,3500 22M TR... | 360 901111352 RACK:MOUNTING,3500 22M TRANSIENT DATA IN | 2 | ALLRFPs\Saudi Energy\SEC RFP-C001665266\downloaded-rfp\SEC RFP-C001665266.xls
Saudi Energy | SEC RFP-C001665266 | 901366215 | 370 901366215 VALVE,GATE,SLIDE,WTR,1 IN... | 370 901366215 VALVE,GATE,SLIDE,WTR,1 INCH,REDUCED,#401 | 10 | ALLRFPs\Saudi Energy\SEC RFP-C001665266\downloaded-rfp\SEC RFP-C001665266.xls
Saudi Energy | SEC RFP-C001665266 | 901212659 | 380 901212659 VALVE,BTRFL,CF8M,6 IN CLA... | 380 901212659 VALVE,BTRFL,CF8M,6 IN CLASS300,3000 PSI | 1 | ALLRFPs\Saudi Energy\SEC RFP-C001665266\downloaded-rfp\SEC RFP-C001665266.xls
Saudi Energy | SEC RFP-C001665266 | 901212657 | 390 901212657 VALVE,BTRFL,CF8M,3 IN CLA... | 390 901212657 VALVE,BTRFL,CF8M,3 IN CLASS 300,3000 PSI | 1 | ALLRFPs\Saudi Energy\SEC RFP-C001665266\downloaded-rfp\SEC RFP-C001665266.xls
Saudi Energy | SEC RFP-C001665266 | 900130295 | 400 900130295 VALVE,CHECK,PISTON,8 INCH... | 400 900130295 VALVE,CHECK,PISTON,8 INCH,ANSI 150,#SUL1 | 1 | ALLRFPs\Saudi Energy\SEC RFP-C001665266\downloaded-rfp\SEC RFP-C001665266.xls
Saudi Energy | SEC RFP-C001665266 | 901122657 | 410 901122657 DEVICE, | 410 901122657 DEVICE, | 2 | ALLRFPs\Saudi Energy\SEC RFP-C001665266\downloaded-rfp\SEC RFP-C001665266.xls
Saudi Energy | SEC RFP-C001665268 | 909302068 | 10 909302068 HOOK,LOAD RATED,STL,5000 ... | 10 909302068 HOOK,LOAD RATED,STL,5000 LBS | 1 | ALLRFPs\Saudi Energy\SEC RFP-C001665268\downloaded-rfp\SEC RFP-C001665268.xls
Saudi Energy | SEC RFP-C001665268 | 909302069 | 20 909302069 SLING,WEB,20 KN,LOOP PRUS... | 20 909302069 SLING,WEB,20 KN,LOOP PRUSIKS,8 MM DIA WD | 4 | ALLRFPs\Saudi Energy\SEC RFP-C001665268\downloaded-rfp\SEC RFP-C001665268.xls
Saudi Energy | SEC RFP-C001665268 | 909302072 | 30 909302072 ROPE,FIBER:1/2 IN,1M,100 ... | 30 909302072 ROPE,FIBER:1/2 IN,1M,100 PERCNET NYLON,C | 45 | ALLRFPs\Saudi Energy\SEC RFP-C001665268\downloaded-rfp\SEC RFP-C001665268.xls
Saudi Energy | SEC RFP-C001665268 | 909302016 | 40 909302016 CARABINER,OPENING GATE CO... | 40 909302016 CARABINER,OPENING GATE CONNECTOR,STL,#37 | 5 | ALLRFPs\Saudi Energy\SEC RFP-C001665268\downloaded-rfp\SEC RFP-C001665268.xls
Saudi Energy | SEC RFP-C001665268 | 909302018 | 50 909302018 PLATE,ANCHOR PLATE,7/8 IN... | 50 909302018 PLATE,ANCHOR PLATE,7/8 IN (22 MM) AND 2 | 1 | ALLRFPs\Saudi Energy\SEC RFP-C001665268\downloaded-rfp\SEC RFP-C001665268.xls
Saudi Energy | SEC RFP-C001665268 | 909302020 | 60 909302020 ROPE:FIBER,1/2 IN DIA,100... | 60 909302020 ROPE:FIBER,1/2 IN DIA,100 M LG,100 PERCN | 45 | ALLRFPs\Saudi Energy\SEC RFP-C001665268\downloaded-rfp\SEC RFP-C001665268.xls
Saudi Energy | SEC RFP-C001665268 | 909302021 | 70 909302021 KIT,RESCUE SET | 70 909302021 KIT,RESCUE SET | 2 | ALLRFPs\Saudi Energy\SEC RFP-C001665268\downloaded-rfp\SEC RFP-C001665268.xls
Saudi Energy | SEC RFP-C001665268 | 909302022 | 80 909302022 SLING,WEB,NYL,8900 LB,END... | 80 909302022 SLING,WEB,NYL,8900 LB,ENDLESS,1 IN WD,#3 | 5 | ALLRFPs\Saudi Energy\SEC RFP-C001665268\downloaded-rfp\SEC RFP-C001665268.xls
Saudi Energy | SEC RFP-C001665268 | 909302025 | 90 909302025 DEVICE,MILLER MANUAL DESC... | 90 909302025 DEVICE,MILLER MANUAL DESCENT DEVICE,WORK | 2 | ALLRFPs\Saudi Energy\SEC RFP-C001665268\downloaded-rfp\SEC RFP-C001665268.xls
Saudi Energy | SEC RFP-C001665268 | 909302024 | 100 909302024 ROPE:FIBER,1/2 IN DIA,150... | 100 909302024 ROPE:FIBER,1/2 IN DIA,150 FT LG,POLYESTE | 150 | ALLRFPs\Saudi Energy\SEC RFP-C001665268\downloaded-rfp\SEC RFP-C001665268.xls
Saudi Energy | SEC RFP-C001665268 | 909110043 | 110 909110043 TOOL:SPECIAL,SMART PORTAB... | 110 909110043 TOOL:SPECIAL,SMART PORTABLE EARTH ,IN MA | 1 | ALLRFPs\Saudi Energy\SEC RFP-C001665268\downloaded-rfp\SEC RFP-C001665268.xls
Saudi Energy | SEC RFP-C001665277 | 909501488 | 10 909501488 STAND:MOUNTING/SUPPORTING | 10 909501488 STAND:MOUNTING/SUPPORTING | 10 | ALLRFPs\Saudi Energy\SEC RFP-C001665277\downloaded-rfp\SEC RFP-C001665277.xls
Saudi Energy | SEC RFP-C001665625 | 902500347 | 10 902500347 SUPPORT,NOZZLE,STL,21 MM ... | 10 902500347 SUPPORT,NOZZLE,STL,21 MM DIA X 41 MM WD | 2 | ALLRFPs\Saudi Energy\SEC RFP-C001665625\downloaded-rfp\SEC RFP-C001665625.xls
Saudi Energy | SEC RFP-C001665985 | 902019180 | 10 902019180 GUIDE,COMBUSTION CHAMBER,... | 10 902019180 GUIDE,COMBUSTION CHAMBER,129 MM LG,STL | 2 | ALLRFPs\Saudi Energy\SEC RFP-C001665985\downloaded-rfp\SEC RFP-C001665985.xls
Saudi Energy | SEC RFP-C001665985 | 902019151 | 20 902019151 FITTING,GREASE,STL | 20 902019151 FITTING,GREASE,STL | 4 | ALLRFPs\Saudi Energy\SEC RFP-C001665985\downloaded-rfp\SEC RFP-C001665985.xls
Saudi Energy | SEC RFP-C001665985 | 901019179 | 30 901019179 SPRING,COMP,STL,STD,FULL ... | 30 901019179 SPRING,COMP,STL,STD,FULL SIZE LG,#P00005 | 1 | ALLRFPs\Saudi Energy\SEC RFP-C001665985\downloaded-rfp\SEC RFP-C001665985.xls
Saudi Energy | SEC RFP-C001665985 | 902019257 | 40 902019257 FAN:CENTRIFUGAL,1,75 KW, ... | 40 902019257 FAN:CENTRIFUGAL,1,75 KW, 480 VAC, 60 HZ | 2 | ALLRFPs\Saudi Energy\SEC RFP-C001665985\downloaded-rfp\SEC RFP-C001665985.xls
Saudi Energy | SEC RFP-C001665985 | 902019362 | 50 902019362 ACCUMULATOR,#PPG003347780... | 50 902019362 ACCUMULATOR,#PPG0033477800 | 2 | ALLRFPs\Saudi Energy\SEC RFP-C001665985\downloaded-rfp\SEC RFP-C001665985.xls
Saudi Energy | SEC RFP-C001665985 | 003347780 | 50 902019362 ACCUMULATOR,#PPG003347780... | 50 902019362 ACCUMULATOR,#PPG0033477800 | 2 | ALLRFPs\Saudi Energy\SEC RFP-C001665985\downloaded-rfp\SEC RFP-C001665985.xls
Saudi Energy | SEC RFP-C001665985 | 902019175 | 60 902019175 ANGLE,COMBUSTION CHAMBER,... | 60 902019175 ANGLE,COMBUSTION CHAMBER,20 MM,15 MM,65 | 8 | ALLRFPs\Saudi Energy\SEC RFP-C001665985\downloaded-rfp\SEC RFP-C001665985.xls
Saudi Energy | SEC RFP-C001665985 | 901202689 | 70 901202689 STRIP,SEAL,8 MM WD,BRS | 70 901202689 STRIP,SEAL,8 MM WD,BRS | 28 | ALLRFPs\Saudi Energy\SEC RFP-C001665985\downloaded-rfp\SEC RFP-C001665985.xls
Saudi Energy | SEC RFP-C001665985 | 902019149 | 80 902019149 BLOCK,SLIDING,COMPRESSOR ... | 80 902019149 BLOCK,SLIDING,COMPRESSOR STATOR ROW 3, G | 4 | ALLRFPs\Saudi Energy\SEC RFP-C001665985\downloaded-rfp\SEC RFP-C001665985.xls
Saudi Energy | SEC RFP-C001665985 | 902017346 | 90 902017346 VALVE,BALL,DN15,PN63,#P00... | 90 902017346 VALVE,BALL,DN15,PN63,#P0001193700 | 2 | ALLRFPs\Saudi Energy\SEC RFP-C001665985\downloaded-rfp\SEC RFP-C001665985.xls
Saudi Energy | SEC RFP-C001665985 | 902019227 | 100 902019227 VALVE,BALL,#P0006374100 | 100 902019227 VALVE,BALL,#P0006374100 | 1 | ALLRFPs\Saudi Energy\SEC RFP-C001665985\downloaded-rfp\SEC RFP-C001665985.xls
Saudi Energy | SEC RFP-C001665985 | 000637410 | 100 902019227 VALVE,BALL,#P0006374100 | 100 902019227 VALVE,BALL,#P0006374100 | 1 | ALLRFPs\Saudi Energy\SEC RFP-C001665985\downloaded-rfp\SEC RFP-C001665985.xls
Saudi Energy | SEC RFP-C001665985 | 902019229 | 110 902019229 VALVE,BALL,#P0000984200 | 110 902019229 VALVE,BALL,#P0000984200 | 2 | ALLRFPs\Saudi Energy\SEC RFP-C001665985\downloaded-rfp\SEC RFP-C001665985.xls
Saudi Energy | SEC RFP-C001665985 | 000098420 | 110 902019229 VALVE,BALL,#P0000984200 | 110 902019229 VALVE,BALL,#P0000984200 | 2 | ALLRFPs\Saudi Energy\SEC RFP-C001665985\downloaded-rfp\SEC RFP-C001665985.xls
Saudi Energy | SEC RFP-C001665985 | 902019254 | 120 902019254 VALVE,BALL,FLOATING,#P000... | 120 902019254 VALVE,BALL,FLOATING,#P0001415500 | 2 | ALLRFPs\Saudi Energy\SEC RFP-C001665985\downloaded-rfp\SEC RFP-C001665985.xls
Saudi Energy | SEC RFP-C001665985 | 902019271 | 130 902019271 VALVE,BALL,#P0000395500 | 130 902019271 VALVE,BALL,#P0000395500 | 3 | ALLRFPs\Saudi Energy\SEC RFP-C001665985\downloaded-rfp\SEC RFP-C001665985.xls
Saudi Energy | SEC RFP-C001665985 | 000039550 | 130 902019271 VALVE,BALL,#P0000395500 | 130 902019271 VALVE,BALL,#P0000395500 | 3 | ALLRFPs\Saudi Energy\SEC RFP-C001665985\downloaded-rfp\SEC RFP-C001665985.xls
Saudi Energy | SEC RFP-C001665985 | 902019280 | 140 902019280 VALVE,BALL,#PB0000217842 | 140 902019280 VALVE,BALL,#PB0000217842 | 7 | ALLRFPs\Saudi Energy\SEC RFP-C001665985\downloaded-rfp\SEC RFP-C001665985.xls
Saudi Energy | SEC RFP-C001665985 | 000021784 | 140 902019280 VALVE,BALL,#PB0000217842 | 140 902019280 VALVE,BALL,#PB0000217842 | 7 | ALLRFPs\Saudi Energy\SEC RFP-C001665985\downloaded-rfp\SEC RFP-C001665985.xls
Saudi Energy | SEC RFP-C001665985 | 902019287 | 150 902019287 VALVE,BALL,#PG0041279500 | 150 902019287 VALVE,BALL,#PG0041279500 | 2 | ALLRFPs\Saudi Energy\SEC RFP-C001665985\downloaded-rfp\SEC RFP-C001665985.xls
Saudi Energy | SEC RFP-C001665985 | 004127950 | 150 902019287 VALVE,BALL,#PG0041279500 | 150 902019287 VALVE,BALL,#PG0041279500 | 2 | ALLRFPs\Saudi Energy\SEC RFP-C001665985\downloaded-rfp\SEC RFP-C001665985.xls
Saudi Energy | SEC RFP-C001665985 | 902019336 | 160 902019336 VALVE,BALL,FS2, 1/2 IN,PN... | 160 902019336 VALVE,BALL,FS2, 1/2 IN,PN40,#P0006721100 | 2 | ALLRFPs\Saudi Energy\SEC RFP-C001665985\downloaded-rfp\SEC RFP-C001665985.xls
Saudi Energy | SEC RFP-C001665985 | 902019232 | 170 902019232 VALVE,BTRFL,#P0002996400 | 170 902019232 VALVE,BTRFL,#P0002996400 | 2 | ALLRFPs\Saudi Energy\SEC RFP-C001665985\downloaded-rfp\SEC RFP-C001665985.xls
Saudi Energy | SEC RFP-C001665985 | 000299640 | 170 902019232 VALVE,BTRFL,#P0002996400 | 170 902019232 VALVE,BTRFL,#P0002996400 | 2 | ALLRFPs\Saudi Energy\SEC RFP-C001665985\downloaded-rfp\SEC RFP-C001665985.xls
Saudi Energy | SEC RFP-C001665985 | 902019269 | 180 902019269 VALVE,CHECK,DN 50,#P00014... | 180 902019269 VALVE,CHECK,DN 50,#P0001425700 | 2 | ALLRFPs\Saudi Energy\SEC RFP-C001665985\downloaded-rfp\SEC RFP-C001665985.xls
Saudi Energy | SEC RFP-C001665985 | 901114213 | 190 901114213 TRANSMITTER:SIGNAL,PRESSU... | 190 901114213 TRANSMITTER:SIGNAL,PRESSURE | 2 | ALLRFPs\Saudi Energy\SEC RFP-C001665985\downloaded-rfp\SEC RFP-C001665985.xls
Saudi Energy | SEC RFP-C001666385 | 909501588 | 10 909501588 CBL:ELEC,CU,XLPE,6 SQMM,4... | 10 909501588 CBL:ELEC,CU,XLPE,6 SQMM,4C,7C STRAND,RED | 2,000 | ALLRFPs\Saudi Energy\SEC RFP-C001666385\downloaded-rfp\SEC RFP-C001666385.xls
Saudi Energy | SEC RFP-C001666473 | 902008616 | 10 902008616 CABLE:IGNITION,(13 MM X 1... | 10 902008616 CABLE:IGNITION,(13 MM X 14 MM X 22 MM) D | 2 | ALLRFPs\Saudi Energy\SEC RFP-C001666473\downloaded-rfp\SEC RFP-C001666473.xls
Saudi Energy | SEC RFP-C001666474 | 901405219 | 10 901405219 BRACKET,TURBINE | 10 901405219 BRACKET,TURBINE | 1 | ALLRFPs\Saudi Energy\SEC RFP-C001666474\downloaded-rfp\SEC RFP-C001666474.xls
Saudi Energy | SEC RFP-C001666474 | 901111853 | 20 901111853 CABLE:INSTRUMENTATION,VIB... | 20 901111853 CABLE:INSTRUMENTATION,VIBRATION SENSOR,2 | 2 | ALLRFPs\Saudi Energy\SEC RFP-C001666474\downloaded-rfp\SEC RFP-C001666474.xls
Saudi Energy | SEC RFP-C001666475 | 901365146 | 10 901365146 BLOWER:CENTRIFUGAL,6707 A... | 10 901365146 BLOWER:CENTRIFUGAL,6707 ACFM CAPACITY,22 | 2 | ALLRFPs\Saudi Energy\SEC RFP-C001666475\downloaded-rfp\SEC RFP-C001666475.xls
Saudi Energy | SEC RFP-C001666475 | 905942347 | 20 905942347 DETECTOR,FIRE PROTECTION,... | 20 905942347 DETECTOR,FIRE PROTECTION,HEAT,600 DEG F, | 2 | ALLRFPs\Saudi Energy\SEC RFP-C001666475\downloaded-rfp\SEC RFP-C001666475.xls
Saudi Energy | SEC RFP-C001666475 | 902004265 | 30 902004265 BEARING:PLAIN,SPLIT,THRUS... | 30 902004265 BEARING:PLAIN,SPLIT,THRUST,104 MM ID X ( | 3 | ALLRFPs\Saudi Energy\SEC RFP-C001666475\downloaded-rfp\SEC RFP-C001666475.xls
Saudi Energy | SEC RFP-C001666475 | 901019291 | 40 901019291 HOSE:METALLIC,FLEXIBLE ME... | 40 901019291 HOSE:METALLIC,FLEXIBLE METAL,1 IN DIA X | 6 | ALLRFPs\Saudi Energy\SEC RFP-C001666475\downloaded-rfp\SEC RFP-C001666475.xls
Saudi Energy | SEC RFP-C001666475 | 902012021 | 50 902012021 SEAL,LABYRINTH,1 FT AND 2... | 50 902012021 SEAL,LABYRINTH,1 FT AND 2-1/2 IN HOUSING | 3 | ALLRFPs\Saudi Energy\SEC RFP-C001666475\downloaded-rfp\SEC RFP-C001666475.xls
Saudi Energy | SEC RFP-C001666475 | 902012048 | 60 902012048 SEAL,LABYRINTH,1 FT AND 8... | 60 902012048 SEAL,LABYRINTH,1 FT AND 8 IN HOUSING BOR | 4 | ALLRFPs\Saudi Energy\SEC RFP-C001666475\downloaded-rfp\SEC RFP-C001666475.xls
Saudi Energy | SEC RFP-C001666475 | 902000267 | 70 902000267 STUD,TURB,STL,1-1/2 IN DI... | 70 902000267 STUD,TURB,STL,1-1/2 IN DIA,8 TPI,#156A15 | 40 | ALLRFPs\Saudi Energy\SEC RFP-C001666475\downloaded-rfp\SEC RFP-C001666475.xls
Saudi Energy | SEC RFP-C001666475 | 902012060 | 80 902012060 SEAL,STATIONARY OIL,10 IN... | 80 902012060 SEAL,STATIONARY OIL,10 IN ID X 1 FT OD X | 4 | ALLRFPs\Saudi Energy\SEC RFP-C001666475\downloaded-rfp\SEC RFP-C001666475.xls
Saudi Energy | SEC RFP-C001666475 | 902508020 | 90 902508020 PINION,DRIVEN,#74A112E2 | 90 902508020 PINION,DRIVEN,#74A112E2 | 3 | ALLRFPs\Saudi Energy\SEC RFP-C001666475\downloaded-rfp\SEC RFP-C001666475.xls
Saudi Energy | SEC RFP-C001666475 | 901019125 | 100 901019125 SHAFT,GEAR, SPUR,350 MM L... | 100 901019125 SHAFT,GEAR, SPUR,350 MM LG,STL | 1 | ALLRFPs\Saudi Energy\SEC RFP-C001666475\downloaded-rfp\SEC RFP-C001666475.xls
Saudi Energy | SEC RFP-C001666475 | 902000169 | 110 902000169 PIN,SEAL,BOROSCOPE,(1X1-1... | 110 902000169 PIN,SEAL,BOROSCOPE,(1X1-1/8) IN DIA,6 IN | 2 | ALLRFPs\Saudi Energy\SEC RFP-C001666475\downloaded-rfp\SEC RFP-C001666475.xls
Saudi Energy | SEC RFP-C001666475 | 901019124 | 120 901019124 GEAR,HEL,STL,(1-3/4 IN X ... | 120 901019124 GEAR,HEL,STL,(1-3/4 IN X 2 IN) BORE,#967 | 3 | ALLRFPs\Saudi Energy\SEC RFP-C001666475\downloaded-rfp\SEC RFP-C001666475.xls
Saudi Energy | SEC RFP-C001666475 | 902012044 | 130 902012044 MATERIAL,GASKET,STRAP,INC... | 130 902012044 MATERIAL,GASKET,STRAP,INCONEL MESH,52 MM | 20 | ALLRFPs\Saudi Energy\SEC RFP-C001666475\downloaded-rfp\SEC RFP-C001666475.xls
Saudi Energy | SEC RFP-C001666475 | 902008785 | 140 902008785 CABLE:IGNITION,(6 MM X 8 ... | 140 902008785 CABLE:IGNITION,(6 MM X 8 MM X 13 MM) DIA | 4 | ALLRFPs\Saudi Energy\SEC RFP-C001666475\downloaded-rfp\SEC RFP-C001666475.xls
Saudi Energy | SEC RFP-C001666475 | 902008769 | 150 902008769 CABLE:IGNITION,10 MM DIA ... | 150 902008769 CABLE:IGNITION,10 MM DIA X 8 M LG,RBR BR | 4 | ALLRFPs\Saudi Energy\SEC RFP-C001666475\downloaded-rfp\SEC RFP-C001666475.xls
Saudi Energy | SEC RFP-C001666476 | 901499987 | 10 901499987 PUMP,ROTARY,3 CC/REV,50 R... | 10 901499987 PUMP,ROTARY,3 CC/REV,50 RPM,16MM OSZ,#PL | 1 | ALLRFPs\Saudi Energy\SEC RFP-C001666476\downloaded-rfp\SEC RFP-C001666476.xls
Saudi Energy | SEC RFP-C001666476 | 901110880 | 20 901110880 FUSE:LOW VOLTAGE,1250 A,6... | 20 901110880 FUSE:LOW VOLTAGE,1250 A,690 V AC,FAST BL | 25 | ALLRFPs\Saudi Energy\SEC RFP-C001666476\downloaded-rfp\SEC RFP-C001666476.xls
Saudi Energy | SEC RFP-C001666476 | 902010065 | 30 902010065 TEE,PIPE RDCNG,316 SSTL,#... | 30 902010065 TEE,PIPE RDCNG,316 SSTL,#356A1661P001 | 14 | ALLRFPs\Saudi Energy\SEC RFP-C001666476\downloaded-rfp\SEC RFP-C001666476.xls
Saudi Energy | SEC RFP-C001666476 | 902000248 | 40 902000248 SCREW,CAP,STL,1/2 IN DIA,... | 40 902000248 SCREW,CAP,STL,1/2 IN DIA,13 UNC,#0057117 | 100 | ALLRFPs\Saudi Energy\SEC RFP-C001666476\downloaded-rfp\SEC RFP-C001666476.xls
Saudi Energy | SEC RFP-C001666476 | 902507164 | 50 902507164 CLIP,ANTI ROTATION,DIFFUS... | 50 902507164 CLIP,ANTI ROTATION,DIFFUSER,16 MM ID X 2 | 100 | ALLRFPs\Saudi Energy\SEC RFP-C001666476\downloaded-rfp\SEC RFP-C001666476.xls
Saudi Energy | SEC RFP-C001666476 | 902012619 | 60 902012619 GASKET,COOLING AND SEALIN... | 60 902012619 GASKET,COOLING AND SEALING AIR PIPING AR | 130 | ALLRFPs\Saudi Energy\SEC RFP-C001666476\downloaded-rfp\SEC RFP-C001666476.xls
Saudi Energy | SEC RFP-C001666476 | 902004078 | 70 902004078 BLOWER:ROTARY,HELICAL SCR... | 70 902004078 BLOWER:ROTARY,HELICAL SCREW,163 TO 600 C | 1 | ALLRFPs\Saudi Energy\SEC RFP-C001666476\downloaded-rfp\SEC RFP-C001666476.xls
Saudi Energy | SEC RFP-C001666476 | 902008295 | 80 902008295 PICK-UP:MAGNETIC,SPEED,1 ... | 80 902008295 PICK-UP:MAGNETIC,SPEED,1 IN DIA X 2-7/8 | 1 | ALLRFPs\Saudi Energy\SEC RFP-C001666476\downloaded-rfp\SEC RFP-C001666476.xls
Saudi Energy | SEC RFP-C001666476 | 905840910 | 90 905840910 THERMOCOUPLE:TEMPERATURE,... | 90 905840910 THERMOCOUPLE:TEMPERATURE,K,200 TO 2300 D | 9 | ALLRFPs\Saudi Energy\SEC RFP-C001666476\downloaded-rfp\SEC RFP-C001666476.xls
Saudi Energy | SEC RFP-C001666476 | 905865565 | 100 905865565 THERMOCOUPLE:TEMPERATURE,... | 100 905865565 THERMOCOUPLE:TEMPERATURE,K,200 TO 2300 D | 1 | ALLRFPs\Saudi Energy\SEC RFP-C001666476\downloaded-rfp\SEC RFP-C001666476.xls
Saudi Energy | SEC RFP-C001666476 | 905896974 | 110 905896974 TRANSDUCER:SPEED,1.8 MM (... | 110 905896974 TRANSDUCER:SPEED,1.8 MM (70 MILS) PEAK T | 2 | ALLRFPs\Saudi Energy\SEC RFP-C001666476\downloaded-rfp\SEC RFP-C001666476.xls
Saudi Energy | SEC RFP-C001666476 | 902008464 | 120 902008464 CABLE:INSTRUMENTATION,EXT... | 120 902008464 CABLE:INSTRUMENTATION,EXTENSION, PROBE,5 | 2 | ALLRFPs\Saudi Energy\SEC RFP-C001666476\downloaded-rfp\SEC RFP-C001666476.xls
Saudi Energy | SEC RFP-C001666476 | 902506559 | 130 902506559 CABLE:INSTRUMENTATION,EXT... | 130 902506559 CABLE:INSTRUMENTATION,EXTENSION,PROXIMIT | 1 | ALLRFPs\Saudi Energy\SEC RFP-C001666476\downloaded-rfp\SEC RFP-C001666476.xls
Saudi Energy | SEC RFP-C001666476 | 902008376 | 140 902008376 CABLE:INSTRUMENTATION,VIB... | 140 902008376 CABLE:INSTRUMENTATION,VIBRATION SENSOR,3 | 2 | ALLRFPs\Saudi Energy\SEC RFP-C001666476\downloaded-rfp\SEC RFP-C001666476.xls
Saudi Energy | SEC RFP-C001666476 | 901400431 | 150 901400431 CABLE:INSTRUMENTATION,VIB... | 150 901400431 CABLE:INSTRUMENTATION,VIBRATION SENSOR,6 | 1 | ALLRFPs\Saudi Energy\SEC RFP-C001666476\downloaded-rfp\SEC RFP-C001666476.xls
Saudi Energy | SEC RFP-C001666476 | 905942331 | 160 905942331 WIRE:THERMOCOUPLE,12 TO 1... | 160 905942331 WIRE:THERMOCOUPLE,12 TO 18 AWG,IRON CONS | 10 | ALLRFPs\Saudi Energy\SEC RFP-C001666476\downloaded-rfp\SEC RFP-C001666476.xls
Saudi Energy | SEC RFP-C001666476 | 902008070 | 170 902008070 WIRE:THERMOCOUPLE,2 MM DI... | 170 902008070 WIRE:THERMOCOUPLE,2 MM DIA,7 STRANDED,SA | 2 | ALLRFPs\Saudi Energy\SEC RFP-C001666476\downloaded-rfp\SEC RFP-C001666476.xls
Saudi Energy | SEC RFP-C001666476 | 904200900 | 180 904200900 TRANSFORMER:CONTROL,30 KV... | 180 904200900 TRANSFORMER:CONTROL,30 KVA,480 V PRI,380 | 1 | ALLRFPs\Saudi Energy\SEC RFP-C001666476\downloaded-rfp\SEC RFP-C001666476.xls
Saudi Energy | SEC RFP-C001666477 | 905861135 | 10 905861135 CIRCUIT:CONTROL,DRIVE POW... | 10 905861135 CIRCUIT:CONTROL,DRIVE POWER | 6 | ALLRFPs\Saudi Energy\SEC RFP-C001666477\downloaded-rfp\SEC RFP-C001666477.xls
Saudi Energy | SEC RFP-C001666477 | 905860999 | 20 905860999 CIRCUIT:CONTROL,CHARGING ... | 20 905860999 CIRCUIT:CONTROL,CHARGING ALARM | 6 | ALLRFPs\Saudi Energy\SEC RFP-C001666477\downloaded-rfp\SEC RFP-C001666477.xls
Saudi Energy | SEC RFP-C001666477 | 901401213 | 30 901401213 PUMP,CNTRFGL,275 GPM,1 ST... | 30 901401213 PUMP,CNTRFGL,275 GPM,1 STG,420 FT HD,#MA | 1 | ALLRFPs\Saudi Energy\SEC RFP-C001666477\downloaded-rfp\SEC RFP-C001666477.xls
Saudi Energy | SEC RFP-C001666477 | 905865112 | 40 905865112 BRUSH,ELEC,EXCITER,CRBN,#... | 40 905865112 BRUSH,ELEC,EXCITER,CRBN,#323B7988P005 | 10 | ALLRFPs\Saudi Energy\SEC RFP-C001666477\downloaded-rfp\SEC RFP-C001666477.xls
Saudi Energy | SEC RFP-C001666477 | 905942364 | 50 905942364 CABLE:IGNITION,13 MM DIA ... | 50 905942364 CABLE:IGNITION,13 MM DIA X 3.21 M LG,RBR | 1 | ALLRFPs\Saudi Energy\SEC RFP-C001666477\downloaded-rfp\SEC RFP-C001666477.xls
Saudi Energy | SEC RFP-C001669001 | 901111880 | 10 901111880 PUMP,CNTRFGL,170.4 CUM/HR... | 10 901111880 PUMP,CNTRFGL,170.4 CUM/HR,1 STG,68 M HD | 1 | ALLRFPs\Saudi Energy\SEC RFP-C001669001\downloaded-rfp\SEC RFP-C001669001.xls
Saudi Energy | SEC RFP-C001669001 | 901111910 | 20 901111910 PUMP,CNTRFGL,12.6 CUM/HR,... | 20 901111910 PUMP,CNTRFGL,12.6 CUM/HR,2 STG,58.5 M HD | 1 | ALLRFPs\Saudi Energy\SEC RFP-C001669001\downloaded-rfp\SEC RFP-C001669001.xls
Saudi Energy | SEC RFP-C001669001 | 901116874 | 30 901116874 PUMP,ROTARY,17 TO 20 L/ M... | 30 901116874 PUMP,ROTARY,17 TO 20 L/ MIN,2200 RPM,#SF | 2 | ALLRFPs\Saudi Energy\SEC RFP-C001669001\downloaded-rfp\SEC RFP-C001669001.xls
Saudi Energy | SEC RFP-C001669001 | 901117056 | 40 901117056 PUMP,ROTARY,117 CUM/H,180... | 40 901117056 PUMP,ROTARY,117 CUM/H,1800 RPM,#SV100B | 1 | ALLRFPs\Saudi Energy\SEC RFP-C001669001\downloaded-rfp\SEC RFP-C001669001.xls
Saudi Energy | SEC RFP-C001669001 | 901400004 | 50 901400004 PUMP,CNTRFGL,100 CUM/HR,S... | 50 901400004 PUMP,CNTRFGL,100 CUM/HR,SGL STG,65 M HD | 1 | ALLRFPs\Saudi Energy\SEC RFP-C001669001\downloaded-rfp\SEC RFP-C001669001.xls
Saudi Energy | SEC RFP-C001669001 | 901407301 | 60 901407301 PUMP,CNTRFGL,460 GPM,1 ST... | 60 901407301 PUMP,CNTRFGL,460 GPM,1 STG,#VCRE351A9556 | 1 | ALLRFPs\Saudi Energy\SEC RFP-C001669001\downloaded-rfp\SEC RFP-C001669001.xls
Saudi Energy | SEC RFP-C001669001 | 901407351 | 70 901407351 PUMP,ROTARY,3600RPM,3IN O... | 70 901407351 PUMP,ROTARY,3600RPM,3IN OSZ,DI MATL,#322 | 1 | ALLRFPs\Saudi Energy\SEC RFP-C001669001\downloaded-rfp\SEC RFP-C001669001.xls
Saudi Energy | SEC RFP-C001669001 | 905912821 | 80 905912821 PUMP,ROTARY,0.025 TO 8.3 ... | 80 905912821 PUMP,ROTARY,0.025 TO 8.3 GPH,#BPB4391292 | 1 | ALLRFPs\Saudi Energy\SEC RFP-C001669001\downloaded-rfp\SEC RFP-C001669001.xls
Saudi Energy | SEC RFP-C001669010 | 902468461 | 10 902468461 MECH:BULK NOUN,PARENT EQU... | 10 902468461 MECH:BULK NOUN,PARENT EQUIPMENT/FUNCTION | 3 | ALLRFPs\Saudi Energy\SEC RFP-C001669010\downloaded-rfp\SEC RFP-C001669010.xls
Saudi Energy | SEC RFP-C001669010 | 902207594 | 20 902207594 ASSEMBLY,BOILER BURNER OI... | 20 902207594 ASSEMBLY,BOILER BURNER OIL GUN,FLEXIBLE | 3 | ALLRFPs\Saudi Energy\SEC RFP-C001669010\downloaded-rfp\SEC RFP-C001669010.xls
Saudi Energy | SEC RFP-C001669010 | 901407633 | 30 901407633 SLEEVE, | 30 901407633 SLEEVE, | 6 | ALLRFPs\Saudi Energy\SEC RFP-C001669010\downloaded-rfp\SEC RFP-C001669010.xls
Saudi Energy | SEC RFP-C001669010 | 901417991 | 40 901417991 RING, | 40 901417991 RING, | 6 | ALLRFPs\Saudi Energy\SEC RFP-C001669010\downloaded-rfp\SEC RFP-C001669010.xls
Saudi Energy | SEC RFP-C001669010 | 901420652 | 50 901420652 RING,BULK NOUN: | 50 901420652 RING,BULK NOUN: | 1 | ALLRFPs\Saudi Energy\SEC RFP-C001669010\downloaded-rfp\SEC RFP-C001669010.xls
Saudi Energy | SEC RFP-C001669010 | 901420656 | 60 901420656 RING,BULK NOUN: | 60 901420656 RING,BULK NOUN: | 1 | ALLRFPs\Saudi Energy\SEC RFP-C001669010\downloaded-rfp\SEC RFP-C001669010.xls
Saudi Energy | SEC RFP-C001669010 | 901411566 | 70 901411566 RING,BULK NOUN: | 70 901411566 RING,BULK NOUN: | 5 | ALLRFPs\Saudi Energy\SEC RFP-C001669010\downloaded-rfp\SEC RFP-C001669010.xls
Saudi Energy | SEC RFP-C001669010 | 901207351 | 80 901207351 SEAT,BALANCE DISC,200 MM ... | 80 901207351 SEAT,BALANCE DISC,200 MM ID X 358 MM OD | 1 | ALLRFPs\Saudi Energy\SEC RFP-C001669010\downloaded-rfp\SEC RFP-C001669010.xls
Saudi Energy | SEC RFP-C001669010 | 902465599 | 90 902465599 RING,SWING CHECK VALVE / ... | 90 902465599 RING,SWING CHECK VALVE / COVER SEAL,740 | 8 | ALLRFPs\Saudi Energy\SEC RFP-C001669010\downloaded-rfp\SEC RFP-C001669010.xls
Saudi Energy | SEC RFP-C001669010 | 901331104 | 100 901331104 ANALYZER,BULK NOUN:H2 PUR... | 100 901331104 ANALYZER,BULK NOUN:H2 PURITY ANALYZRE,22 | 1 | ALLRFPs\Saudi Energy\SEC RFP-C001669010\downloaded-rfp\SEC RFP-C001669010.xls
Saudi Energy | SEC RFP-C001669010 | 901416815 | 110 901416815 TRANSMITTER,SIGNAL: | 110 901416815 TRANSMITTER,SIGNAL: | 1 | ALLRFPs\Saudi Energy\SEC RFP-C001669010\downloaded-rfp\SEC RFP-C001669010.xls
Saudi Energy | SEC RFP-C001669010 | 900461760 | 120 900461760 BLOCK,BULK NOUN:STEEL,UNL... | 120 900461760 BLOCK,BULK NOUN:STEEL,UNLOADING ARM AND | 1 | ALLRFPs\Saudi Energy\SEC RFP-C001669010\downloaded-rfp\SEC RFP-C001669010.xls
Saudi Energy | SEC RFP-C001669010 | 901416814 | 130 901416814 TRANSMITTER,SIGNAL: | 130 901416814 TRANSMITTER,SIGNAL: | 2 | ALLRFPs\Saudi Energy\SEC RFP-C001669010\downloaded-rfp\SEC RFP-C001669010.xls
Saudi Energy | SEC RFP-C001669010 | 901304780 | 140 901304780 BUSHING,OIL SF6,2780 MM L... | 140 901304780 BUSHING,OIL SF6,2780 MM LG,RESIN IMPREGN | 1 | ALLRFPs\Saudi Energy\SEC RFP-C001669010\downloaded-rfp\SEC RFP-C001669010.xls
Saudi Energy | SEC RFP-C001669010 | 901401303 | 150 901401303 INSULATOR:BUSHING, | 150 901401303 INSULATOR:BUSHING, | 1 | ALLRFPs\Saudi Energy\SEC RFP-C001669010\downloaded-rfp\SEC RFP-C001669010.xls
Saudi Energy | SEC RFP-C001669010 | 901406707 | 160 901406707 TFMR,CUR,2000 A,2000 A:40... | 160 901406707 TFMR,CUR,2000 A,2000 A:400 MA AR,#HCMR20 | 1 | ALLRFPs\Saudi Energy\SEC RFP-C001669010\downloaded-rfp\SEC RFP-C001669010.xls
Saudi Energy | SEC RFP-C001669010 | 901477156 | 170 901477156 BOARD,PC,SODIUM ANALYZER ... | 170 901477156 BOARD,PC,SODIUM ANALYZER MOTHER BOARD,#0 | 2 | ALLRFPs\Saudi Energy\SEC RFP-C001669010\downloaded-rfp\SEC RFP-C001669010.xls
Saudi Energy | SEC RFP-C001669010 | 902464713 | 180 902464713 BOARD,PC,PULSE OUTPUT BOA... | 180 902464713 BOARD,PC,PULSE OUTPUT BOARD,#TEANE120339 | 3 | ALLRFPs\Saudi Energy\SEC RFP-C001669010\downloaded-rfp\SEC RFP-C001669010.xls
Saudi Energy | SEC RFP-C001669010 | 902464926 | 190 902464926 BUSHING,GENERATOR STEP UP... | 190 902464926 BUSHING,GENERATOR STEP UP TRANSFORMER,68 | 1 | ALLRFPs\Saudi Energy\SEC RFP-C001669010\downloaded-rfp\SEC RFP-C001669010.xls
Saudi Energy | SEC RFP-C001669010 | 901205898 | 200 901205898 VALVE,RELIEF,320 PSIG,#18... | 200 901205898 VALVE,RELIEF,320 PSIG,#1811PB03X122WSC | 1 | ALLRFPs\Saudi Energy\SEC RFP-C001669010\downloaded-rfp\SEC RFP-C001669010.xls
Saudi Energy | SEC RFP-C001669010 | 902468535 | 210 902468535 TMTR:SIG | 210 902468535 TMTR:SIG | 3 | ALLRFPs\Saudi Energy\SEC RFP-C001669010\downloaded-rfp\SEC RFP-C001669010.xls
Saudi Energy | SEC RFP-C001669010 | 901408066 | 220 901408066 PIPE:METALLIC,2-1/2 IN DI... | 220 901408066 PIPE:METALLIC,2-1/2 IN DIA X 30 IN LG X | 4 | ALLRFPs\Saudi Energy\SEC RFP-C001669010\downloaded-rfp\SEC RFP-C001669010.xls
Saudi Energy | SEC RFP-C001669010 | 902468816 | 230 902468816 PIN:BULK NOUN | 230 902468816 PIN:BULK NOUN | 8 | ALLRFPs\Saudi Energy\SEC RFP-C001669010\downloaded-rfp\SEC RFP-C001669010.xls
Saudi Energy | SEC RFP-C001669010 | 901425774 | 240 901425774 BLOCK,BULK NOUN: | 240 901425774 BLOCK,BULK NOUN: | 2 | ALLRFPs\Saudi Energy\SEC RFP-C001669010\downloaded-rfp\SEC RFP-C001669010.xls
Saudi Energy | SEC RFP-C001669010 | 902503074 | 250 902503074 TRANSMITTER:SIGNAL,TEMPER... | 250 902503074 TRANSMITTER:SIGNAL,TEMPERATURE,-100 TO 2 | 1 | ALLRFPs\Saudi Energy\SEC RFP-C001669010\downloaded-rfp\SEC RFP-C001669010.xls
Saudi Energy | SEC RFP-C001669010 | 901425402 | 260 901425402 MOTOR,ELEC,AC,P,FR,#P1420... | 260 901425402 MOTOR,ELEC,AC,P,FR,#P142024A96PART230000 | 1 | ALLRFPs\Saudi Energy\SEC RFP-C001669010\downloaded-rfp\SEC RFP-C001669010.xls
Saudi Energy | SEC RFP-C001669010 | 902207459 | 270 902207459 MOTOR,ELEC,AC,0.12 KW,480... | 270 902207459 MOTOR,ELEC,AC,0.12 KW,480 V,ABS P,60HZ | 10 | ALLRFPs\Saudi Energy\SEC RFP-C001669010\downloaded-rfp\SEC RFP-C001669010.xls
Saudi Energy | SEC RFP-C001669010 | 902464272 | 280 902464272 MOTOR,ELEC,AC,15 KW,480 V... | 280 902464272 MOTOR,ELEC,AC,15 KW,480 V,3PH P,60HZ,#NA | 1 | ALLRFPs\Saudi Energy\SEC RFP-C001669010\downloaded-rfp\SEC RFP-C001669010.xls
Saudi Energy | SEC RFP-C001669010 | 902468844 | 290 902468844 CBL:RIBBON | 290 902468844 CBL:RIBBON | 2 | ALLRFPs\Saudi Energy\SEC RFP-C001669010\downloaded-rfp\SEC RFP-C001669010.xls
Saudi Energy | SEC RFP-C001669010 | 902465399 | 300 902465399 BOX,ELEC,CU,1,RECT,1,4 KO... | 300 902465399 BOX,ELEC,CU,1,RECT,1,4 KO,#1006930 | 1 | ALLRFPs\Saudi Energy\SEC RFP-C001669010\downloaded-rfp\SEC RFP-C001669010.xls
Saudi Energy | SEC RFP-C001669010 | 901119476 | 310 901119476 RELAY,SYNC,SYNCHRONIZING ... | 310 901119476 RELAY,SYNC,SYNCHRONIZING RELAY,#M4272 | 1 | ALLRFPs\Saudi Energy\SEC RFP-C001669010\downloaded-rfp\SEC RFP-C001669010.xls
Saudi Energy | SEC RFP-C001669010 | 901400769 | 320 901400769 FAN:AXIAL FLOW,864 MM OD ... | 320 901400769 FAN:AXIAL FLOW,864 MM OD X 373 MM DP,460 | 1 | ALLRFPs\Saudi Energy\SEC RFP-C001669010\downloaded-rfp\SEC RFP-C001669010.xls
Saudi Energy | SEC RFP-C001669010 | 901415607 | 330 901415607 BRACKET,BULK NOUN: | 330 901415607 BRACKET,BULK NOUN: | 2 | ALLRFPs\Saudi Energy\SEC RFP-C001669010\downloaded-rfp\SEC RFP-C001669010.xls
Saudi Energy | SEC RFP-C001669010 | 900462053 | 340 900462053 PULLEY,V-BELT,QD,12.68 IN... | 340 900462053 PULLEY,V-BELT,QD,12.68 IN OD,2,#2B124SK | 2 | ALLRFPs\Saudi Energy\SEC RFP-C001669010\downloaded-rfp\SEC RFP-C001669010.xls
Saudi Energy | SEC RFP-C001669010 | 900462054 | 350 900462054 PULLEY,V-BELT,QD,5.350 IN... | 350 900462054 PULLEY,V-BELT,QD,5.350 IN OD,2,#2B50SDS | 2 | ALLRFPs\Saudi Energy\SEC RFP-C001669010\downloaded-rfp\SEC RFP-C001669010.xls
Saudi Energy | SEC RFP-C001669010 | 900462052 | 360 900462052 PULLEY,V-BELT,QD,9.75 IN ... | 360 900462052 PULLEY,V-BELT,QD,9.75 IN OD,2,1.75 IN WD | 2 | ALLRFPs\Saudi Energy\SEC RFP-C001669010\downloaded-rfp\SEC RFP-C001669010.xls
Saudi Energy | SEC RFP-C001669010 | 902468759 | 370 902468759 PULLEY:V-BELT,0.87 INCH,4... | 370 902468759 PULLEY:V-BELT,0.87 INCH,4.15 INCH OD,1,2 | 2 | ALLRFPs\Saudi Energy\SEC RFP-C001669010\downloaded-rfp\SEC RFP-C001669010.xls
Saudi Energy | SEC RFP-C001669010 | 902465740 | 380 902465740 CLAMP,BULK NOUN:STEEL,PIP... | 380 902465740 CLAMP,BULK NOUN:STEEL,PIPE CONDUIT,3.22 | 15 | ALLRFPs\Saudi Energy\SEC RFP-C001669010\downloaded-rfp\SEC RFP-C001669010.xls
Saudi Energy | SEC RFP-C001669010 | 901219232 | 390 901219232 ACTUATOR,ELEC MTR,2.66KW,... | 390 901219232 ACTUATOR,ELEC MTR,2.66KW, 460360, 6.2A | 2 | ALLRFPs\Saudi Energy\SEC RFP-C001669010\downloaded-rfp\SEC RFP-C001669010.xls
Saudi Energy | SEC RFP-C001669010 | 902001782 | 400 902001782 MODULE:INPUT/OUTPUT (I/O)... | 400 902001782 MODULE:INPUT/OUTPUT (I/O),SIGNALING,4-CH | 2 | ALLRFPs\Saudi Energy\SEC RFP-C001669010\downloaded-rfp\SEC RFP-C001669010.xls
Saudi Energy | SEC RFP-C001669010 | 900461815 | 410 900461815 MODULE,INPUT:UR SERIES PR... | 410 900461815 MODULE,INPUT:UR SERIES PROTECTION RELAY, | 8 | ALLRFPs\Saudi Energy\SEC RFP-C001669010\downloaded-rfp\SEC RFP-C001669010.xls
Saudi Energy | SEC RFP-C001669010 | 900461822 | 420 900461822 MODULE,OUTPUT:UR SERIES P... | 420 900461822 MODULE,OUTPUT:UR SERIES PROTECTION RELAY | 2 | ALLRFPs\Saudi Energy\SEC RFP-C001669010\downloaded-rfp\SEC RFP-C001669010.xls
Saudi Energy | SEC RFP-C001669010 | 901498891 | 430 901498891 MODULE:CONTROL,TEMPERATUR... | 430 901498891 MODULE:CONTROL,TEMPERATURE MODULE,AVR/ST | 1 | ALLRFPs\Saudi Energy\SEC RFP-C001669010\downloaded-rfp\SEC RFP-C001669010.xls
Saudi Energy | SEC RFP-C001669010 | 905899515 | 440 905899515 SWITCH,LMT,380 VAC 15 A, ... | 440 905899515 SWITCH,LMT,380 VAC 15 A, 250 VDC 0.2 A | 2 | ALLRFPs\Saudi Energy\SEC RFP-C001669010\downloaded-rfp\SEC RFP-C001669010.xls
Saudi Energy | SEC RFP-C001669010 | 905939165 | 460 905939165 MOTOR,ELEC,AC,1.13 KW,480... | 460 905939165 MOTOR,ELEC,AC,1.13 KW,480,ABS P,60HZ,#ME | 1 | ALLRFPs\Saudi Energy\SEC RFP-C001669010\downloaded-rfp\SEC RFP-C001669010.xls
Saudi Energy | SEC RFP-C001669010 | 902468658 | 470 902468658 MTR:ELECTRIC, AC,2.02 KW,... | 470 902468658 MTR:ELECTRIC, AC,2.02 KW,460 V,3 P,60 HZ | 2 | ALLRFPs\Saudi Energy\SEC RFP-C001669010\downloaded-rfp\SEC RFP-C001669010.xls
Saudi Energy | SEC RFP-C001669010 | 901416372 | 480 901416372 CYLINDER,BULK NOUN: | 480 901416372 CYLINDER,BULK NOUN: | 2 | ALLRFPs\Saudi Energy\SEC RFP-C001669010\downloaded-rfp\SEC RFP-C001669010.xls
Saudi Energy | SEC RFP-C001669010 | 902468807 | 490 902468807 PLUG:BULK NOUN | 490 902468807 PLUG:BULK NOUN | 5 | ALLRFPs\Saudi Energy\SEC RFP-C001669010\downloaded-rfp\SEC RFP-C001669010.xls
Saudi Energy | SEC RFP-C001669010 | 901415593 | 500 901415593 SLEEVE,BULK NOUN: | 500 901415593 SLEEVE,BULK NOUN: | 2 | ALLRFPs\Saudi Energy\SEC RFP-C001669010\downloaded-rfp\SEC RFP-C001669010.xls
Saudi Energy | SEC RFP-C001669010 | 902468637 | 510 902468637 PLT:BULK NOUN | 510 902468637 PLT:BULK NOUN | 4 | ALLRFPs\Saudi Energy\SEC RFP-C001669010\downloaded-rfp\SEC RFP-C001669010.xls
Saudi Energy | SEC RFP-C001669010 | 901499778 | 520 901499778 DAMPER,VRBTN,MECH,PULSATI... | 520 901499778 DAMPER,VRBTN,MECH,PULSATION,SSTL,#156226 | 3 | ALLRFPs\Saudi Energy\SEC RFP-C001669010\downloaded-rfp\SEC RFP-C001669010.xls
Saudi Energy | SEC RFP-C001669010 | 902468742 | 530 902468742 BELT:V,A92,94 IN OC,0.5 I... | 530 902468742 BELT:V,A92,94 IN OC,0.5 IN TWD,0.31 IN T | 20 | ALLRFPs\Saudi Energy\SEC RFP-C001669010\downloaded-rfp\SEC RFP-C001669010.xls
Saudi Energy | SEC RFP-C001669010 | 902468743 | 540 902468743 BELT:V,A113,115 IN OC,0.5... | 540 902468743 BELT:V,A113,115 IN OC,0.5 IN TWD,0.31 IN | 20 | ALLRFPs\Saudi Energy\SEC RFP-C001669010\downloaded-rfp\SEC RFP-C001669010.xls
Saudi Energy | SEC RFP-C001669010 | 901415611 | 550 901415611 WHEEL,BULK NOUN: | 550 901415611 WHEEL,BULK NOUN: | 2 | ALLRFPs\Saudi Energy\SEC RFP-C001669010\downloaded-rfp\SEC RFP-C001669010.xls
Saudi Energy | SEC RFP-C001669010 | 902468898 | 560 902468898 WHL:BULK NOUN | 560 902468898 WHL:BULK NOUN | 10 | ALLRFPs\Saudi Energy\SEC RFP-C001669010\downloaded-rfp\SEC RFP-C001669010.xls
Saudi Energy | SEC RFP-C001669010 | 902468878 | 570 902468878 COMP:REFRIG,1.70 KW (5580... | 570 902468878 COMP:REFRIG,1.70 KW (55800 BTU PER HR),R | 3 | ALLRFPs\Saudi Energy\SEC RFP-C001669010\downloaded-rfp\SEC RFP-C001669010.xls
Saudi Energy | SEC RFP-C001669010 | 901412781 | 580 901412781 DISPLAY,ELECTRONIC: | 580 901412781 DISPLAY,ELECTRONIC: | 2 | ALLRFPs\Saudi Energy\SEC RFP-C001669010\downloaded-rfp\SEC RFP-C001669010.xls
Saudi Energy | SEC RFP-C001669010 | 909104856 | 590 909104856 FUSE:LOW VOLTAGE,1.25 A A... | 590 909104856 FUSE:LOW VOLTAGE,1.25 A A,250 V,TIME DEL | 4 | ALLRFPs\Saudi Energy\SEC RFP-C001669010\downloaded-rfp\SEC RFP-C001669010.xls
Saudi Energy | SEC RFP-C001669018 | 901122476 | 10 901122476 CABLE:INSTRUMENTATION, | 10 901122476 CABLE:INSTRUMENTATION, | 6 | ALLRFPs\Saudi Energy\SEC RFP-C001669018\downloaded-rfp\SEC RFP-C001669018.xls
Saudi Energy | SEC RFP-C001669018 | 901122477 | 20 901122477 CABLE:INSTRUMENTATION, | 20 901122477 CABLE:INSTRUMENTATION, | 6 | ALLRFPs\Saudi Energy\SEC RFP-C001669018\downloaded-rfp\SEC RFP-C001669018.xls
Saudi Energy | SEC RFP-C001669018 | 901103226 | 30 901103226 CABLE:INSTRUMENTATION,37 ... | 30 901103226 CABLE:INSTRUMENTATION,37 CONDUCTOR CABLE | 6 | ALLRFPs\Saudi Energy\SEC RFP-C001669018\downloaded-rfp\SEC RFP-C001669018.xls
Saudi Energy | SEC RFP-C001669018 | 901103227 | 40 901103227 CABLE:INSTRUMENTATION,50P... | 40 901103227 CABLE:INSTRUMENTATION,50PIN ROUND-FLAT R | 6 | ALLRFPs\Saudi Energy\SEC RFP-C001669018\downloaded-rfp\SEC RFP-C001669018.xls
Saudi Energy | SEC RFP-C001669018 | 901103220 | 50 901103220 CABLE:INSTRUMENTATION,CAB... | 50 901103220 CABLE:INSTRUMENTATION,CABLE, JPDB,NAVIST | 6 | ALLRFPs\Saudi Energy\SEC RFP-C001669018\downloaded-rfp\SEC RFP-C001669018.xls
Saudi Energy | SEC RFP-C001669018 | 901103221 | 60 901103221 CABLE:INSTRUMENTATION,CAB... | 60 901103221 CABLE:INSTRUMENTATION,CABLE, JPDB,NAVIST | 6 | ALLRFPs\Saudi Energy\SEC RFP-C001669018\downloaded-rfp\SEC RFP-C001669018.xls
Saudi Energy | SEC RFP-C001669018 | 901103222 | 70 901103222 CABLE:INSTRUMENTATION,CAB... | 70 901103222 CABLE:INSTRUMENTATION,CABLE, JPDB,NAVIST | 6 | ALLRFPs\Saudi Energy\SEC RFP-C001669018\downloaded-rfp\SEC RFP-C001669018.xls
Saudi Energy | SEC RFP-C001669018 | 901103224 | 80 901103224 CABLE:INSTRUMENTATION,DAC... | 80 901103224 CABLE:INSTRUMENTATION,DACA2 100 IN CABLE | 6 | ALLRFPs\Saudi Energy\SEC RFP-C001669018\downloaded-rfp\SEC RFP-C001669018.xls
Saudi Energy | SEC RFP-C001669018 | 908116005 | 90 908116005 CABLE:INSTRUMENTATION,FIR... | 90 908116005 CABLE:INSTRUMENTATION,FIRE DETECTOR,3 MM | 1 | ALLRFPs\Saudi Energy\SEC RFP-C001669018\downloaded-rfp\SEC RFP-C001669018.xls
Saudi Energy | SEC RFP-C001669018 | 901103225 | 100 901103225 CABLE:INSTRUMENTATION,RIB... | 100 901103225 CABLE:INSTRUMENTATION,RIBBON CABLE 6 IN | 6 | ALLRFPs\Saudi Energy\SEC RFP-C001669018\downloaded-rfp\SEC RFP-C001669018.xls
Saudi Energy | SEC RFP-C001669018 | 901103223 | 110 901103223 CABLE:INSTRUMENTATION,TC ... | 110 901103223 CABLE:INSTRUMENTATION,TC CABLE,NAVISTAR | 6 | ALLRFPs\Saudi Energy\SEC RFP-C001669018\downloaded-rfp\SEC RFP-C001669018.xls
Saudi Energy | SEC RFP-C001669018 | 902008376 | 120 902008376 CABLE:INSTRUMENTATION,VIB... | 120 902008376 CABLE:INSTRUMENTATION,VIBRATION SENSOR,3 | 3 | ALLRFPs\Saudi Energy\SEC RFP-C001669018\downloaded-rfp\SEC RFP-C001669018.xls
Saudi Energy | SEC RFP-C001669018 | 901102962 | 130 901102962 TRANSFORMER:CONTROL,25 KV... | 130 901102962 TRANSFORMER:CONTROL,25 KVA,216/228/240/2 | 6 | ALLRFPs\Saudi Energy\SEC RFP-C001669018\downloaded-rfp\SEC RFP-C001669018.xls
Saudi Energy | SEC RFP-C001669018 | 901406503 | 140 901406503 VALVE,RELIEF,40/60 BAR,#D... | 140 901406503 VALVE,RELIEF,40/60 BAR,#D10C | 6 | ALLRFPs\Saudi Energy\SEC RFP-C001669018\downloaded-rfp\SEC RFP-C001669018.xls
Saudi Energy | SEC RFP-C001669018 | 901105000 | 150 901105000 TFMR,CUR,690V, 40 A,5:1 A... | 150 901105000 TFMR,CUR,690V, 40 A,5:1 A AR,60HZ,ICT,#3 | 3 | ALLRFPs\Saudi Energy\SEC RFP-C001669018\downloaded-rfp\SEC RFP-C001669018.xls
Saudi Energy | SEC RFP-C001669018 | 901101104 | 160 901101104 TRANSFORMER:CONTROL,300 V... | 160 901101104 TRANSFORMER:CONTROL,300 VA KVA,480 VAC P | 6 | ALLRFPs\Saudi Energy\SEC RFP-C001669018\downloaded-rfp\SEC RFP-C001669018.xls
Saudi Energy | SEC RFP-C001669018 | 901147831 | 170 901147831 DETECTOR,BULK NOUN:COMPAC... | 170 901147831 DETECTOR,BULK NOUN:COMPACT FLUKE PTI120 | 6 | ALLRFPs\Saudi Energy\SEC RFP-C001669018\downloaded-rfp\SEC RFP-C001669018.xls
Saudi Energy | SEC RFP-C001669018 | 901111334 | 180 901111334 DETECTOR,WIRE IN SMOKE AL... | 180 901111334 DETECTOR,WIRE IN SMOKE ALARM,120V AC/DC, | 5 | ALLRFPs\Saudi Energy\SEC RFP-C001669018\downloaded-rfp\SEC RFP-C001669018.xls
Saudi Energy | SEC RFP-C001669018 | 901218133 | 190 901218133 DISPLAY:ELECTRONIC,ALPHAN... | 190 901218133 DISPLAY:ELECTRONIC,ALPHANUMERIC,4 TO 20 | 6 | ALLRFPs\Saudi Energy\SEC RFP-C001669018\downloaded-rfp\SEC RFP-C001669018.xls
Saudi Energy | SEC RFP-C001669018 | 902509592 | 200 902509592 PICK-UP:MAGNETIC,TURB SPE... | 200 902509592 PICK-UP:MAGNETIC,TURB SPEED | 5 | ALLRFPs\Saudi Energy\SEC RFP-C001669018\downloaded-rfp\SEC RFP-C001669018.xls
Saudi Energy | SEC RFP-C001669018 | 901219756 | 210 901219756 REGULATOR,FLTR,AL,0.4 BAR... | 210 901219756 REGULATOR,FLTR,AL,0.4 BAR IP,10 BAR OP | 3 | ALLRFPs\Saudi Energy\SEC RFP-C001669018\downloaded-rfp\SEC RFP-C001669018.xls
Saudi Energy | SEC RFP-C001669018 | 905697589 | 220 905697589 REGULATOR,PRES,250 PSI IP... | 220 905697589 REGULATOR,PRES,250 PSI IP,125 PSI OP | 3 | ALLRFPs\Saudi Energy\SEC RFP-C001669018\downloaded-rfp\SEC RFP-C001669018.xls
Saudi Energy | SEC RFP-C001669018 | 901212524 | 230 901212524 REGULATOR,PRES,BRS,60 PSI... | 230 901212524 REGULATOR,PRES,BRS,60 PSI IP,150 PSI OP | 3 | ALLRFPs\Saudi Energy\SEC RFP-C001669018\downloaded-rfp\SEC RFP-C001669018.xls
Saudi Energy | SEC RFP-C001669018 | 901147863 | 240 901147863 REGULATOR,PRES,PVC,50 PSI... | 240 901147863 REGULATOR,PRES,PVC,50 PSI IP,50 PSI OP | 3 | ALLRFPs\Saudi Energy\SEC RFP-C001669018\downloaded-rfp\SEC RFP-C001669018.xls
Saudi Energy | SEC RFP-C001669018 | 901147864 | 250 901147864 REGULATOR,PRES,PVDM,145 P... | 250 901147864 REGULATOR,PRES,PVDM,145 PSI IP,#BPVDM100 | 3 | ALLRFPs\Saudi Energy\SEC RFP-C001669018\downloaded-rfp\SEC RFP-C001669018.xls
Saudi Energy | SEC RFP-C001669018 | 901148000 | 260 901148000 REGULATOR,PRES,STAINLESS ... | 260 901148000 REGULATOR,PRES,STAINLESS STEEL AISI 316L | 3 | ALLRFPs\Saudi Energy\SEC RFP-C001669018\downloaded-rfp\SEC RFP-C001669018.xls
Saudi Energy | SEC RFP-C001669018 | 901122839 | 270 901122839 REGULATOR,PRES,ZAMAK / AL... | 270 901122839 REGULATOR,PRES,ZAMAK / ALUMINIUM,#342031 | 3 | ALLRFPs\Saudi Energy\SEC RFP-C001669018\downloaded-rfp\SEC RFP-C001669018.xls
Saudi Energy | SEC RFP-C001669018 | 902005033 | 280 902005033 REGULATOR,PRES,ZINC,300 P... | 280 902005033 REGULATOR,PRES,ZINC,300 PSI IP,#R26C4000 | 3 | ALLRFPs\Saudi Energy\SEC RFP-C001669018\downloaded-rfp\SEC RFP-C001669018.xls
Saudi Energy | SEC RFP-C001669018 | 901122973 | 290 901122973 RELAY,INTERPOSING: | 290 901122973 RELAY,INTERPOSING: | 1 | ALLRFPs\Saudi Energy\SEC RFP-C001669018\downloaded-rfp\SEC RFP-C001669018.xls
Saudi Energy | SEC RFP-C001669018 | 901364966 | 300 901364966 SENSOR,BULK NOUN:THD,STAI... | 300 901364966 SENSOR,BULK NOUN:THD,STAINLESS STEEL OR | 4 | ALLRFPs\Saudi Energy\SEC RFP-C001669018\downloaded-rfp\SEC RFP-C001669018.xls
Saudi Energy | SEC RFP-C001669018 | 900130112 | 310 900130112 SENSOR,BULK NOUN:THREADED... | 310 900130112 SENSOR,BULK NOUN:THREADED CONNECTION M18 | 4 | ALLRFPs\Saudi Energy\SEC RFP-C001669018\downloaded-rfp\SEC RFP-C001669018.xls
Saudi Energy | SEC RFP-C001669018 | 901147951 | 320 901147951 SENSOR,CONDUCTIVITY SENSO... | 320 901147951 SENSOR,CONDUCTIVITY SENSOR,CELL CONSTANT | 4 | ALLRFPs\Saudi Energy\SEC RFP-C001669018\downloaded-rfp\SEC RFP-C001669018.xls
Saudi Energy | SEC RFP-C001669018 | 901122795 | 330 901122795 SENSOR,PIZO ELECTRIC,0 TO... | 330 901122795 SENSOR,PIZO ELECTRIC,0 TO 100 MM/S,24 VD | 4 | ALLRFPs\Saudi Energy\SEC RFP-C001669018\downloaded-rfp\SEC RFP-C001669018.xls
Saudi Energy | SEC RFP-C001669018 | 900120035 | 340 900120035 THERMOCOUPLE,TEMPERATURE:... | 340 900120035 THERMOCOUPLE,TEMPERATURE:ALALLOY DIECAST | 6 | ALLRFPs\Saudi Energy\SEC RFP-C001669018\downloaded-rfp\SEC RFP-C001669018.xls
Saudi Energy | SEC RFP-C001669018 | 901103184 | 350 901103184 THERMOCOUPLE:TEMPERATURE, | 350 901103184 THERMOCOUPLE:TEMPERATURE, | 6 | ALLRFPs\Saudi Energy\SEC RFP-C001669018\downloaded-rfp\SEC RFP-C001669018.xls
Saudi Energy | SEC RFP-C001669018 | 901103902 | 360 901103902 THERMOCOUPLE:TEMPERATURE, | 360 901103902 THERMOCOUPLE:TEMPERATURE, | 6 | ALLRFPs\Saudi Energy\SEC RFP-C001669018\downloaded-rfp\SEC RFP-C001669018.xls
Saudi Energy | SEC RFP-C001669018 | 901103903 | 370 901103903 THERMOCOUPLE:TEMPERATURE, | 370 901103903 THERMOCOUPLE:TEMPERATURE, | 6 | ALLRFPs\Saudi Energy\SEC RFP-C001669018\downloaded-rfp\SEC RFP-C001669018.xls
Saudi Energy | SEC RFP-C001669018 | 905942402 | 380 905942402 THERMOCOUPLE:TEMPERATURE,... | 380 905942402 THERMOCOUPLE:TEMPERATURE,K,200 TO 2300 D | 6 | ALLRFPs\Saudi Energy\SEC RFP-C001669018\downloaded-rfp\SEC RFP-C001669018.xls
Saudi Energy | SEC RFP-C001669018 | 901412998 | 390 901412998 TRANSDUCER,PRESSURE: | 390 901412998 TRANSDUCER,PRESSURE: | 6 | ALLRFPs\Saudi Energy\SEC RFP-C001669018\downloaded-rfp\SEC RFP-C001669018.xls
Saudi Energy | SEC RFP-C001669018 | 901122927 | 400 901122927 BREAKER,CRCT,MC,#1492 | 400 901122927 BREAKER,CRCT,MC,#1492 | 4 | ALLRFPs\Saudi Energy\SEC RFP-C001669018\downloaded-rfp\SEC RFP-C001669018.xls
Saudi Energy | SEC RFP-C001669018 | 901122932 | 410 901122932 BREAKER,CRCT,MC,#SKLC362X... | 410 901122932 BREAKER,CRCT,MC,#SKLC362XL4RXC | 2 | ALLRFPs\Saudi Energy\SEC RFP-C001669018\downloaded-rfp\SEC RFP-C001669018.xls
Saudi Energy | SEC RFP-C001669018 | 901122930 | 420 901122930 BREAKER,CRCT,MC,1 POLE,20... | 420 901122930 BREAKER,CRCT,MC,1 POLE,20 A,#PN002165 | 4 | ALLRFPs\Saudi Energy\SEC RFP-C001669018\downloaded-rfp\SEC RFP-C001669018.xls
Saudi Energy | SEC RFP-C001669018 | 901111332 | 430 901111332 BREAKER,CRCT,MC,240 V,1P ... | 430 901111332 BREAKER,CRCT,MC,240 V,1P POLE,20 A,#BAB1 | 2 | ALLRFPs\Saudi Energy\SEC RFP-C001669018\downloaded-rfp\SEC RFP-C001669018.xls
Saudi Energy | SEC RFP-C001669018 | 901111331 | 440 901111331 BREAKER,CRCT,MC,240 V,2 P... | 440 901111331 BREAKER,CRCT,MC,240 V,2 P POLE,20 A,#BAB | 3 | ALLRFPs\Saudi Energy\SEC RFP-C001669018\downloaded-rfp\SEC RFP-C001669018.xls
Saudi Energy | SEC RFP-C001669018 | 901122929 | 450 901122929 BREAKER,CRCT,MC,4 A,#9939... | 450 901122929 BREAKER,CRCT,MC,4 A,#9939704 | 4 | ALLRFPs\Saudi Energy\SEC RFP-C001669018\downloaded-rfp\SEC RFP-C001669018.xls
Saudi Energy | SEC RFP-C001669018 | 901122928 | 460 901122928 BREAKER,CRCT,MC,5 A,#9939... | 460 901122928 BREAKER,CRCT,MC,5 A,#993973 | 4 | ALLRFPs\Saudi Energy\SEC RFP-C001669018\downloaded-rfp\SEC RFP-C001669018.xls
Saudi Energy | SEC RFP-C001669018 | 902502450 | 470 902502450 BREAKER,CRCT,MC,600 V AC,... | 470 902502450 BREAKER,CRCT,MC,600 V AC,ABS POLE,30 A | 4 | ALLRFPs\Saudi Energy\SEC RFP-C001669018\downloaded-rfp\SEC RFP-C001669018.xls
Saudi Energy | SEC RFP-C001669018 | 901109119 | 480 901109119 BREAKER,CRCT,MC,ABS POLE,... | 480 901109119 BREAKER,CRCT,MC,ABS POLE,40 A,#FEL160AF4 | 4 | ALLRFPs\Saudi Energy\SEC RFP-C001669018\downloaded-rfp\SEC RFP-C001669018.xls
Saudi Energy | SEC RFP-C001669018 | 901103512 | 490 901103512 NUT,SLT,SSTL,63 MM OD DIA... | 490 901103512 NUT,SLT,SSTL,63 MM OD DIA,#154B2773P0001 | 3 | ALLRFPs\Saudi Energy\SEC RFP-C001669018\downloaded-rfp\SEC RFP-C001669018.xls
Saudi Energy | SEC RFP-C001669018 | 901147832 | 500 901147832 FUSE,PWR,1,1250A,ULTRA FA... | 500 901147832 FUSE,PWR,1,1250A,ULTRA FAST ACTING,#A100 | 10 | ALLRFPs\Saudi Energy\SEC RFP-C001669018\downloaded-rfp\SEC RFP-C001669018.xls
Saudi Energy | SEC RFP-C001669018 | 909100395 | 510 909100395 FUSE: | 510 909100395 FUSE: | 10 | ALLRFPs\Saudi Energy\SEC RFP-C001669018\downloaded-rfp\SEC RFP-C001669018.xls
Saudi Energy | SEC RFP-C001669018 | 901478411 | 520 901478411 SENSOR,ASSET CONDITION MO... | 520 901478411 SENSOR,ASSET CONDITION MONITORING,0 TO 2 | 4 | ALLRFPs\Saudi Energy\SEC RFP-C001669018\downloaded-rfp\SEC RFP-C001669018.xls
Saudi Energy | SEC RFP-C001669018 | 902509645 | 530 902509645 PLUG,SPARK PLUG, SPRING P... | 530 902509645 PLUG,SPARK PLUG, SPRING POSITION,GAS TUR | 5 | ALLRFPs\Saudi Energy\SEC RFP-C001669018\downloaded-rfp\SEC RFP-C001669018.xls
Saudi Energy | SEC RFP-C001669018 | 901303491 | 540 901303491 WIRE:THERMOCOUPLE,16 AWG,... | 540 901303491 WIRE:THERMOCOUPLE,16 AWG,15 M LG,INSULAT | 6 | ALLRFPs\Saudi Energy\SEC RFP-C001669018\downloaded-rfp\SEC RFP-C001669018.xls
Saudi Energy | SEC RFP-C001669018 | 902507406 | 550 902507406 WIRE:THERMOCOUPLE,18 AWG,... | 550 902507406 WIRE:THERMOCOUPLE,18 AWG,30 M LG,2 CORE | 6 | ALLRFPs\Saudi Energy\SEC RFP-C001669018\downloaded-rfp\SEC RFP-C001669018.xls
Saudi Energy | SEC RFP-C001669018 | 902508502 | 560 902508502 CORD,COMM,#PDMC10SS50P06I... | 560 902508502 CORD,COMM,#PDMC10SS50P06IN | 6 | ALLRFPs\Saudi Energy\SEC RFP-C001669018\downloaded-rfp\SEC RFP-C001669018.xls
Saudi Energy | SEC RFP-C001669018 | 905938915 | 570 905938915 RELAY,LOCK-OUT,HAND,20NO2... | 570 905938915 RELAY,LOCK-OUT,HAND,20NO20NC,40P1T,#78PA | 3 | ALLRFPs\Saudi Energy\SEC RFP-C001669018\downloaded-rfp\SEC RFP-C001669018.xls
Saudi Energy | SEC RFP-C001669018 | 909204169 | 580 909204169 CONTACTOR,MTR | 580 909204169 CONTACTOR,MTR | 6 | ALLRFPs\Saudi Energy\SEC RFP-C001669018\downloaded-rfp\SEC RFP-C001669018.xls
Saudi Energy | SEC RFP-C001669018 | 905504933 | 590 905504933 CONTACTOR,MTR,480 VAC LV,... | 590 905504933 CONTACTOR,MTR,480 VAC LV,30,4 POLE,#CR30 | 6 | ALLRFPs\Saudi Energy\SEC RFP-C001669018\downloaded-rfp\SEC RFP-C001669018.xls
Saudi Energy | SEC RFP-C001669018 | 902503179 | 600 902503179 CONTACTOR,MTR,600V LV,30,... | 600 902503179 CONTACTOR,MTR,600V LV,30,4 POLE,#CR305C0 | 6 | ALLRFPs\Saudi Energy\SEC RFP-C001669018\downloaded-rfp\SEC RFP-C001669018.xls
Saudi Energy | SEC RFP-C001669018 | 901122939 | 610 901122939 CONTACTOR,MTR,NEMA/IEC,LV... | 610 901122939 CONTACTOR,MTR,NEMA/IEC,LV,POLE,COIL,#3RT | 6 | ALLRFPs\Saudi Energy\SEC RFP-C001669018\downloaded-rfp\SEC RFP-C001669018.xls
Saudi Energy | SEC RFP-C001669018 | 901100139 | 620 901100139 VALVE,SOLN,1/2 IN PS,#358... | 620 901100139 VALVE,SOLN,1/2 IN PS,#358A8811P006 | 4 | ALLRFPs\Saudi Energy\SEC RFP-C001669018\downloaded-rfp\SEC RFP-C001669018.xls
Saudi Energy | SEC RFP-C001669018 | 902500235 | 630 902500235 VALVE,SOLN,1/4 IN PS,125 ... | 630 902500235 VALVE,SOLN,1/4 IN PS,125 VDC, 20.6 W,#35 | 4 | ALLRFPs\Saudi Energy\SEC RFP-C001669018\downloaded-rfp\SEC RFP-C001669018.xls
Saudi Energy | SEC RFP-C001669018 | 901147403 | 640 901147403 VALVE,SOLN,1/4 PS,24 VDC,... | 640 901147403 VALVE,SOLN,1/4 PS,24 VDC,DC COIL,#G551A0 | 6 | ALLRFPs\Saudi Energy\SEC RFP-C001669018\downloaded-rfp\SEC RFP-C001669018.xls
Saudi Energy | SEC RFP-C001669018 | 909105840 | 650 909105840 VALVE,SOLN,12MM PS,125 VD... | 650 909105840 VALVE,SOLN,12MM PS,125 VDC, 8.7 W,#Y013A | 6 | ALLRFPs\Saudi Energy\SEC RFP-C001669018\downloaded-rfp\SEC RFP-C001669018.xls
Saudi Energy | SEC RFP-C001669018 | 902004318 | 660 902004318 VALVE,SOLN,3/4 IN PS,24 V... | 660 902004318 VALVE,SOLN,3/4 IN PS,24 V DC 8W,#0018665 | 3 | ALLRFPs\Saudi Energy\SEC RFP-C001669018\downloaded-rfp\SEC RFP-C001669018.xls
Saudi Energy | SEC RFP-C001669018 | 901413002 | 670 901413002 VALVE,SOLN,PS,COIL,PRTNG,... | 670 901413002 VALVE,SOLN,PS,COIL,PRTNG,#1089943919 | 6 | ALLRFPs\Saudi Energy\SEC RFP-C001669018\downloaded-rfp\SEC RFP-C001669018.xls
Saudi Energy | SEC RFP-C001669018 | 905942009 | 680 905942009 VALVE,BALL,3 PIECE,1 IN,2... | 680 905942009 VALVE,BALL,3 PIECE,1 IN,2500 LB,#14A22HB | 6 | ALLRFPs\Saudi Energy\SEC RFP-C001669018\downloaded-rfp\SEC RFP-C001669018.xls
Saudi Energy | SEC RFP-C001669018 | 901109489 | 690 901109489 VALVE, | 690 901109489 VALVE, | 6 | ALLRFPs\Saudi Energy\SEC RFP-C001669018\downloaded-rfp\SEC RFP-C001669018.xls
Saudi Energy | SEC RFP-C001669018 | 901104276 | 700 901104276 VALVE,FLOW CONTROL,LIFT O... | 700 901104276 VALVE,FLOW CONTROL,LIFT OIL,6 IN,2-WAY,7 | 6 | ALLRFPs\Saudi Energy\SEC RFP-C001669018\downloaded-rfp\SEC RFP-C001669018.xls
Saudi Energy | SEC RFP-C001669018 | 901103855 | 710 901103855 VALVE,PURGE,LIQUID FUEL,1... | 710 901103855 VALVE,PURGE,LIQUID FUEL,1 IN,3-WAY,0 TO | 3 | ALLRFPs\Saudi Energy\SEC RFP-C001669018\downloaded-rfp\SEC RFP-C001669018.xls
Saudi Energy | SEC RFP-C001669018 | 901119063 | 720 901119063 Valve,SPECIAL PURPOSE: | 720 901119063 Valve,SPECIAL PURPOSE: | 6 | ALLRFPs\Saudi Energy\SEC RFP-C001669018\downloaded-rfp\SEC RFP-C001669018.xls
Saudi Energy | SEC RFP-C001669018 | 901122751 | 730 901122751 POSITIONER,VALVE,0 TO 10 ... | 730 901122751 POSITIONER,VALVE,0 TO 10 BAR,4 TO 40 MA | 5 | ALLRFPs\Saudi Energy\SEC RFP-C001669018\downloaded-rfp\SEC RFP-C001669018.xls
Saudi Energy | SEC RFP-C001669018 | 901101198 | 740 901101198 VALVE,GATE,WEDGE,OIL AND ... | 740 901101198 VALVE,GATE,WEDGE,OIL AND WATER,3IN,FULL | 6 | ALLRFPs\Saudi Energy\SEC RFP-C001669018\downloaded-rfp\SEC RFP-C001669018.xls
Saudi Energy | SEC RFP-C001669018 | 901122984 | 750 901122984 VALVE,BTRFL,CARBON STEEL ... | 750 901122984 VALVE,BTRFL,CARBON STEEL BODY,4 INCH,#35 | 6 | ALLRFPs\Saudi Energy\SEC RFP-C001669018\downloaded-rfp\SEC RFP-C001669018.xls
Saudi Energy | SEC RFP-C001669018 | 901122549 | 760 901122549 VALVE,CHECK,#112T6615P000... | 760 901122549 VALVE,CHECK,#112T6615P0001 | 4 | ALLRFPs\Saudi Energy\SEC RFP-C001669018\downloaded-rfp\SEC RFP-C001669018.xls
Saudi Energy | SEC RFP-C001669018 | 902502196 | 770 902502196 VALVE,CHECK,SPLIT WAFER,3... | 770 902502196 VALVE,CHECK,SPLIT WAFER,3IN,150 LB,#3MB1 | 6 | ALLRFPs\Saudi Energy\SEC RFP-C001669018\downloaded-rfp\SEC RFP-C001669018.xls
Saudi Energy | SEC RFP-C001669018 | 901147855 | 780 901147855 VALVE,CHECK,SPRING LOADED... | 780 901147855 VALVE,CHECK,SPRING LOADED,0.375 INCH,#SS | 6 | ALLRFPs\Saudi Energy\SEC RFP-C001669018\downloaded-rfp\SEC RFP-C001669018.xls
Saudi Energy | SEC RFP-C001669018 | 901114581 | 790 901114581 BOARD,TERM,240 VAC OR FRO... | 790 901114581 BOARD,TERM,240 VAC OR FROM 12 TO 125 VDC | 3 | ALLRFPs\Saudi Energy\SEC RFP-C001669018\downloaded-rfp\SEC RFP-C001669018.xls
Saudi Energy | SEC RFP-C001669018 | 901122925 | 800 901122925 BOARD,TERM,CRCT,CONN,#104... | 800 901122925 BOARD,TERM,CRCT,CONN,#104X154AA006 | 4 | ALLRFPs\Saudi Energy\SEC RFP-C001669018\downloaded-rfp\SEC RFP-C001669018.xls
Saudi Energy | SEC RFP-C001669018 | 901111329 | 810 901111329 BREAKER,CRCT,AIR,120/240 ... | 810 901111329 BREAKER,CRCT,AIR,120/240 V KV,1 P,20 A | 3 | ALLRFPs\Saudi Energy\SEC RFP-C001669018\downloaded-rfp\SEC RFP-C001669018.xls
Saudi Energy | SEC RFP-C001669018 | 901111330 | 820 901111330 BREAKER,CRCT,AIR,600V AC,... | 820 901111330 BREAKER,CRCT,AIR,600V AC, 250 VDC KV,1 P | 3 | ALLRFPs\Saudi Energy\SEC RFP-C001669018\downloaded-rfp\SEC RFP-C001669018.xls
Saudi Energy | SEC RFP-C001669018 | 906503317 | 830 906503317 BREAKER,CRCT,MTR,CSA C22.... | 830 906503317 BREAKER,CRCT,MTR,CSA C22.2 NO. 5-13,#GPS | 4 | ALLRFPs\Saudi Energy\SEC RFP-C001669018\downloaded-rfp\SEC RFP-C001669018.xls
Saudi Energy | SEC RFP-C001669018 | 904301886 | 840 904301886 RELAY:GP,10 A 120 VAC, 5 ... | 840 904301886 RELAY:GP,10 A 120 VAC, 5 A 30 VDC,120 VA | 1 | ALLRFPs\Saudi Energy\SEC RFP-C001669018\downloaded-rfp\SEC RFP-C001669018.xls
Saudi Energy | SEC RFP-C001669018 | 902003596 | 850 902003596 RELAY:GP,240 VAC 10 A,3NO... | 850 902003596 RELAY:GP,240 VAC 10 A,3NO3NC,120 VAC 60 | 3 | ALLRFPs\Saudi Energy\SEC RFP-C001669018\downloaded-rfp\SEC RFP-C001669018.xls
Saudi Energy | SEC RFP-C001669018 | 902504511 | 860 902504511 RELAY:GP,250 VAC, 6 A,2NO... | 860 902504511 RELAY:GP,250 VAC, 6 A,2NO2NC,24 VDC,2P2T | 3 | ALLRFPs\Saudi Energy\SEC RFP-C001669018\downloaded-rfp\SEC RFP-C001669018.xls
Saudi Energy | SEC RFP-C001669018 | 901111328 | 870 901111328 RELAY:GP,4 POLE 7A PLUG I... | 870 901111328 RELAY:GP,4 POLE 7A PLUG IN,250V,4 CO (4P | 2 | ALLRFPs\Saudi Energy\SEC RFP-C001669018\downloaded-rfp\SEC RFP-C001669018.xls
Saudi Energy | SEC RFP-C001669018 | 901321357 | 880 901321357 SWITCH,LVL,1NO,DIFF,#1089... | 880 901321357 SWITCH,LVL,1NO,DIFF,#1089065957 | 3 | ALLRFPs\Saudi Energy\SEC RFP-C001669018\downloaded-rfp\SEC RFP-C001669018.xls
Saudi Energy | SEC RFP-C001669018 | 901221967 | 890 901221967 PROBE,#115T5041P0006 | 890 901221967 PROBE,#115T5041P0006 | 1 | ALLRFPs\Saudi Energy\SEC RFP-C001669018\downloaded-rfp\SEC RFP-C001669018.xls
Saudi Energy | SEC RFP-C001669018 | 901147950 | 900 901147950 SENSOR,BULK NOUN:3/4,SSTL... | 900 901147950 SENSOR,BULK NOUN:3/4,SSTL, GLASS,PH/ORP | 4 | ALLRFPs\Saudi Energy\SEC RFP-C001669018\downloaded-rfp\SEC RFP-C001669018.xls
Saudi Energy | SEC RFP-C001669018 | 901147392 | 910 901147392 SENSOR,GT HAZ GAS SYSTEM,... | 910 901147392 SENSOR,GT HAZ GAS SYSTEM,0100 PERCENT (0 | 4 | ALLRFPs\Saudi Energy\SEC RFP-C001669018\downloaded-rfp\SEC RFP-C001669018.xls
Saudi Energy | SEC RFP-C001669018 | 901148050 | 920 901148050 TRANSMITTER,SIGNAL:24,420... | 920 901148050 TRANSMITTER,SIGNAL:24,420 MA,420 MA ANAL | 6 | ALLRFPs\Saudi Energy\SEC RFP-C001669018\downloaded-rfp\SEC RFP-C001669018.xls
Saudi Energy | SEC RFP-C001669018 | 905941615 | 930 905941615 RELAY:GP,12 A,2NO2NC,125 ... | 930 905941615 RELAY:GP,12 A,2NO2NC,125 VDC,FINE SILVER | 3 | ALLRFPs\Saudi Energy\SEC RFP-C001669018\downloaded-rfp\SEC RFP-C001669018.xls
Saudi Energy | SEC RFP-C001669052 - 6001669052 | 905781423 | 10 905781423 CABLE,ELEC,CU,XLPE,1000SQ... | 10 905781423 CABLE,ELEC,CU,XLPE,1000SQMM,1,#PTS06EC12 | 500 | ALLRFPs\Saudi Energy\SEC RFP-C001669052 - 6001669052\downloaded-rfp\SEC RFP-C001669052 - 6001669052.xls
Saudi Energy | SEC RFP-C001669052 - 6001669052 | 905779684 | 20 905779684 CABLE,ELEC,CU,XLPE,1600 S... | 20 905779684 CABLE,ELEC,CU,XLPE,1600 SQMM | 500 | ALLRFPs\Saudi Energy\SEC RFP-C001669052 - 6001669052\downloaded-rfp\SEC RFP-C001669052 - 6001669052.xls
Saudi Energy | SEC RFP-C001669563 | 908421033 | 10 908421033 METERBOX,300/400A,1CUST,O... | 10 908421033 METERBOX,300/400A,1CUST,OTDR,CT,STL,ENCL | 16,000 | ALLRFPs\Saudi Energy\SEC RFP-C001669563\downloaded-rfp\SEC RFP-C001669563.xls
Saudi Energy | SEC RFP-C001669563 | 908421034 | 20 908421034 BOX:M,1:CUST,OUTDOOR, CT,... | 20 908421034 BOX:M,1:CUST,OUTDOOR, CT,380 VAC:CUST,50 | 5,000 | ALLRFPs\Saudi Energy\SEC RFP-C001669563\downloaded-rfp\SEC RFP-C001669563.xls
Saudi Energy | SEC RFP-C001669563 | 908421035 | 30 908421035 METERBOX,5A,1CUST,OTDR,RE... | 30 908421035 METERBOX,5A,1CUST,OTDR,REMOTE,STL ENCLOS | 16,000 | ALLRFPs\Saudi Energy\SEC RFP-C001669563\downloaded-rfp\SEC RFP-C001669563.xls
Saudi Energy | SEC RFP-C001669563 | 908421036 | 40 908421036 METERBOX,1CUST,200/250A,O... | 40 908421036 METERBOX,1CUST,200/250A,OTDR,CT,STL,ENCL | 20,000 | ALLRFPs\Saudi Energy\SEC RFP-C001669563\downloaded-rfp\SEC RFP-C001669563.xls
Saudi Energy | SEC RFP-C001669576 | 901123431 | 10 901123431 PISTON:BULK NOUN,MATL:,,P... | 10 901123431 PISTON:BULK NOUN,MATL:,,PARENT EQUIPMENT | 1 | ALLRFPs\Saudi Energy\SEC RFP-C001669576\downloaded-rfp\SEC RFP-C001669576.xls
Saudi Energy | SEC RFP-C001669576 | 901114660 | 20 901114660 STATION:FIRE ALARM SWITCH... | 20 901114660 STATION:FIRE ALARM SWITCH,LIFT AND PULL | 3 | ALLRFPs\Saudi Energy\SEC RFP-C001669576\downloaded-rfp\SEC RFP-C001669576.xls
Saudi Energy | SEC RFP-C001669576 | 901114612 | 30 901114612 KIT,CE, UL LISTED | 30 901114612 KIT,CE, UL LISTED | 1 | ALLRFPs\Saudi Energy\SEC RFP-C001669576\downloaded-rfp\SEC RFP-C001669576.xls
Saudi Energy | SEC RFP-C001669576 | 901147528 | 40 901147528 REGULATOR,PRES,CSTL,7 BAR... | 40 901147528 REGULATOR,PRES,CSTL,7 BAR IP,6.5 BAR OP | 3 | ALLRFPs\Saudi Energy\SEC RFP-C001669576\downloaded-rfp\SEC RFP-C001669576.xls
Saudi Energy | SEC RFP-C001669576 | 901148269 | 50 901148269 CONTROLLER,PHYSICAL PROPE... | 50 901148269 CONTROLLER,PHYSICAL PROPERTIES:SCREW TER | 2 | ALLRFPs\Saudi Energy\SEC RFP-C001669576\downloaded-rfp\SEC RFP-C001669576.xls
Saudi Energy | SEC RFP-C001669576 | 900130213 | 60 900130213 KIT,BULK NOUN:PRE FILTER ... | 60 900130213 KIT,BULK NOUN:PRE FILTER 136. PRE FILTER | 2 | ALLRFPs\Saudi Energy\SEC RFP-C001669576\downloaded-rfp\SEC RFP-C001669576.xls
Saudi Energy | SEC RFP-C001669576 | 902500089 | 70 902500089 INSUL:ELEC,FORM:U,,INSUL:... | 70 902500089 INSUL:ELEC,FORM:U,,INSUL:FIBER,SZ:730 MM | 3 | ALLRFPs\Saudi Energy\SEC RFP-C001669576\downloaded-rfp\SEC RFP-C001669576.xls
Saudi Energy | SEC RFP-C001669576 | 901116636 | 80 901116636 SUPPORT,BRUSH,SSTL,(355 M... | 80 901116636 SUPPORT,BRUSH,SSTL,(355 MM X 556 MM X 61 | 6 | ALLRFPs\Saudi Energy\SEC RFP-C001669576\downloaded-rfp\SEC RFP-C001669576.xls
Saudi Energy | SEC RFP-C001669576 | 901214367 | 90 901214367 REGULATOR,PRES,CAST COPPE... | 90 901214367 REGULATOR,PRES,CAST COPPER SILICON ALLOY | 2 | ALLRFPs\Saudi Energy\SEC RFP-C001669576\downloaded-rfp\SEC RFP-C001669576.xls
Saudi Energy | SEC RFP-C001669576 | 901366018 | 100 901366018 FAN,CENTRIFUGAL:947CFM,23... | 100 901366018 FAN,CENTRIFUGAL:947CFM,230 V AC, 60 HZ,2 | 10 | ALLRFPs\Saudi Energy\SEC RFP-C001669576\downloaded-rfp\SEC RFP-C001669576.xls
Saudi Energy | SEC RFP-C001669576 | 909107625 | 110 909107625 DETECTOR,BULK NOUN:HYDROG... | 110 909107625 DETECTOR,BULK NOUN:HYDROGEN GAS DETECTIO | 6 | ALLRFPs\Saudi Energy\SEC RFP-C001669576\downloaded-rfp\SEC RFP-C001669576.xls
Saudi Energy | SEC RFP-C001669576 | 901148930 | 120 901148930 TMTR:SIG | 120 901148930 TMTR:SIG | 2 | ALLRFPs\Saudi Energy\SEC RFP-C001669576\downloaded-rfp\SEC RFP-C001669576.xls
Saudi Energy | SEC RFP-C001669576 | 901103549 | 130 901103549 HOLDER, | 130 901103549 HOLDER, | 65 | ALLRFPs\Saudi Energy\SEC RFP-C001669576\downloaded-rfp\SEC RFP-C001669576.xls
Saudi Energy | SEC RFP-C001669607 - 6001669607 | 905750709 | 10 905750709 CABLE,ELEC,CU,XLPE,800 SQ... | 10 905750709 CABLE,ELEC,CU,XLPE,800 SQMM,1 | 500 | ALLRFPs\Saudi Energy\SEC RFP-C001669607 - 6001669607\downloaded-rfp\SEC RFP-C001669607 - 6001669607.xls
Saudi Energy | SEC RFP-C001669607 - 6001669607 | 905781398 | 20 905781398 CABLE,ELEC,CU,XLPE,2000 S... | 20 905781398 CABLE,ELEC,CU,XLPE,2000 SQMM,1,#115KV1CX | 500 | ALLRFPs\Saudi Energy\SEC RFP-C001669607 - 6001669607\downloaded-rfp\SEC RFP-C001669607 - 6001669607.xls
Saudi Energy | SEC RFP-C001670562 | 905783231 | 10 905783231 THERMOCOUPLE:TEMPERATURE,... | 10 905783231 THERMOCOUPLE:TEMPERATURE,K,200 TO 2300 D | 20 | ALLRFPs\Saudi Energy\SEC RFP-C001670562\downloaded-rfp\SEC RFP-C001670562.xls
Saudi Energy | SEC RFP-C001670562 | 905783233 | 20 905783233 THERMOCOUPLE:TEMPERATURE,... | 20 905783233 THERMOCOUPLE:TEMPERATURE,K,200 TO 2300 D | 19 | ALLRFPs\Saudi Energy\SEC RFP-C001670562\downloaded-rfp\SEC RFP-C001670562.xls
Saudi Energy | SEC RFP-C001670562 | 905783229 | 30 905783229 THERMOCOUPLE:TEMPERATURE,... | 30 905783229 THERMOCOUPLE:TEMPERATURE,K,200 TO 2300 D | 23 | ALLRFPs\Saudi Energy\SEC RFP-C001670562\downloaded-rfp\SEC RFP-C001670562.xls
Saudi Energy | SEC RFP-C001670562 | 905783230 | 40 905783230 THERMOCOUPLE:TEMPERATURE,... | 40 905783230 THERMOCOUPLE:TEMPERATURE,K,200 TO 2300 D | 18 | ALLRFPs\Saudi Energy\SEC RFP-C001670562\downloaded-rfp\SEC RFP-C001670562.xls
Saudi Energy | SEC RFP-C001670562 | 905783234 | 50 905783234 THERMOCOUPLE:TEMPERATURE,... | 50 905783234 THERMOCOUPLE:TEMPERATURE,K,200 TO 2300 D | 17 | ALLRFPs\Saudi Energy\SEC RFP-C001670562\downloaded-rfp\SEC RFP-C001670562.xls
Saudi Energy | SEC RFP-C001670562 | 902500684 | 60 902500684 BRUSH,ELEC,EXCITER,CRBN,#... | 60 902500684 BRUSH,ELEC,EXCITER,CRBN,#323B7988P05 | 100 | ALLRFPs\Saudi Energy\SEC RFP-C001670562\downloaded-rfp\SEC RFP-C001670562.xls
Saudi Energy | SEC RFP-C001670562 | 901103182 | 70 901103182 WIRE:THERMOCOUPLE,17.4 MM... | 70 901103182 WIRE:THERMOCOUPLE,17.4 MM DIA,10 M LG,SS | 25 | ALLRFPs\Saudi Energy\SEC RFP-C001670562\downloaded-rfp\SEC RFP-C001670562.xls
Saudi Energy | SEC RFP-C001670562 | 906501159 | 80 906501159 KIT,ENGINE,OVERHAUL,SEAL,... | 80 906501159 KIT,ENGINE,OVERHAUL,SEAL,O-RING,VANE AND | 6 | ALLRFPs\Saudi Energy\SEC RFP-C001670562\downloaded-rfp\SEC RFP-C001670562.xls
Saudi Energy | SEC RFP-C001670562 | 901103553 | 90 901103553 PROBE,#103L2918G0009 | 90 901103553 PROBE,#103L2918G0009 | 10 | ALLRFPs\Saudi Energy\SEC RFP-C001670562\downloaded-rfp\SEC RFP-C001670562.xls
Saudi Energy | SEC RFP-C001670562 | 902005676 | 100 902005676 ELEMENT,FILTER,FUEL OIL,D... | 100 902005676 ELEMENT,FILTER,FUEL OIL,DIESEL ENGINE,19 | 15 | ALLRFPs\Saudi Energy\SEC RFP-C001670562\downloaded-rfp\SEC RFP-C001670562.xls
Saudi Energy | SEC RFP-C001670562 | 901302650 | 110 901302650 SENSOR,STEAM TURBINE, SPE... | 110 901302650 SENSOR,STEAM TURBINE, SPEED,SCREW,BSI BS | 9 | ALLRFPs\Saudi Energy\SEC RFP-C001670562\downloaded-rfp\SEC RFP-C001670562.xls
Saudi Energy | SEC RFP-C001670562 | 901321128 | 120 901321128 GLAND,PKNG,VR-1,6 IN X 8 ... | 120 901321128 GLAND,PKNG,VR-1,6 IN X 8 IN X 13 IN,#017 | 1 | ALLRFPs\Saudi Energy\SEC RFP-C001670562\downloaded-rfp\SEC RFP-C001670562.xls
Saudi Energy | SEC RFP-C001670562 | 901303222 | 130 901303222 CONVEYOR,CHAIN 8167-B-M16... | 130 901303222 CONVEYOR,CHAIN 8167-B-M160X250-VA-2X90,S | 4 | ALLRFPs\Saudi Energy\SEC RFP-C001670562\downloaded-rfp\SEC RFP-C001670562.xls
Saudi Energy | SEC RFP-C001670562 | 901302430 | 140 901302430 COUPLING,SHAFT,EN 10083 C... | 140 901302430 COUPLING,SHAFT,EN 10083 C45E S,#42209117 | 2 | ALLRFPs\Saudi Energy\SEC RFP-C001670562\downloaded-rfp\SEC RFP-C001670562.xls
Saudi Energy | SEC RFP-C001670562 | 901302431 | 150 901302431 COUPLING,SHAFT,HALF,EN 10... | 150 901302431 COUPLING,SHAFT,HALF,EN 10083 C45E S,#422 | 2 | ALLRFPs\Saudi Energy\SEC RFP-C001670562\downloaded-rfp\SEC RFP-C001670562.xls
Saudi Energy | SEC RFP-C001670562 | 901305100 | 160 901305100 ASSEMBLY,SEAL OIL PUMP,PU... | 160 901305100 ASSEMBLY,SEAL OIL PUMP,PUMP, AC MOTOR AN | 2 | ALLRFPs\Saudi Energy\SEC RFP-C001670562\downloaded-rfp\SEC RFP-C001670562.xls
Saudi Energy | SEC RFP-C001670562 | 901114601 | 170 901114601 RING,BOLTED SEAL RINGS,16... | 170 901114601 RING,BOLTED SEAL RINGS,16 IN ID X 17.428 | 3 | ALLRFPs\Saudi Energy\SEC RFP-C001670562\downloaded-rfp\SEC RFP-C001670562.xls
Saudi Energy | SEC RFP-C001670562 | 901114600 | 180 901114600 RING,BOLTED SEAL RINGS,17... | 180 901114600 RING,BOLTED SEAL RINGS,17.428 IN ID X 17 | 5 | ALLRFPs\Saudi Energy\SEC RFP-C001670562\downloaded-rfp\SEC RFP-C001670562.xls
Saudi Energy | SEC RFP-C001670562 | 906503116 | 190 906503116 CONTACTOR,MTR,NEMA/IEC NE... | 190 906503116 CONTACTOR,MTR,NEMA/IEC NEMA 4,600V LV,#C | 2 | ALLRFPs\Saudi Energy\SEC RFP-C001670562\downloaded-rfp\SEC RFP-C001670562.xls
Saudi Energy | SEC RFP-C001670564 | 902008381 | 10 902008381 CABLE:IGNITION,(2 MM X 10... | 10 902008381 CABLE:IGNITION,(2 MM X 10 MM) DIA X 3 M | 1 | ALLRFPs\Saudi Energy\SEC RFP-C001670564\downloaded-rfp\SEC RFP-C001670564.xls
Saudi Energy | SEC RFP-C001670564 | 901212633 | 20 901212633 CABLE:IGNITION,10 M LG,RB... | 20 901212633 CABLE:IGNITION,10 M LG,RBR BRAIDED STL,S | 3 | ALLRFPs\Saudi Energy\SEC RFP-C001670564\downloaded-rfp\SEC RFP-C001670564.xls
Saudi Energy | SEC RFP-C001670564 | 902509113 | 30 902509113 PICK-UP:VIBRATION,4.5 MM/... | 30 902509113 PICK-UP:VIBRATION,4.5 MM/S,(HOL 600) ESW | 3 | ALLRFPs\Saudi Energy\SEC RFP-C001670564\downloaded-rfp\SEC RFP-C001670564.xls
Saudi Energy | SEC RFP-C001671222 | 901401241 | 10 901401241 BLOWER:ROTARY,HELICAL SCR... | 10 901401241 BLOWER:ROTARY,HELICAL SCREW,163 TO 600 C | 1 | ALLRFPs\Saudi Energy\SEC RFP-C001671222\downloaded-rfp\SEC RFP-C001671222.xls
Saudi Energy | SEC RFP-C001671222 | 901207864 | 20 901207864 METER:MULTIFUNCTION,KV, K... | 20 901207864 METER:MULTIFUNCTION,KV, KA, MW, MVAR, PF | 2 | ALLRFPs\Saudi Energy\SEC RFP-C001671222\downloaded-rfp\SEC RFP-C001671222.xls
Saudi Energy | SEC RFP-C001671222 | 905941910 | 30 905941910 PUMP,RECIP,1-1/2 IN,SIMPL... | 30 905941910 PUMP,RECIP,1-1/2 IN,SIMPLEX,#32002128 | 1 | ALLRFPs\Saudi Energy\SEC RFP-C001671222\downloaded-rfp\SEC RFP-C001671222.xls
Saudi Energy | SEC RFP-C001671222 | 902504517 | 40 902504517 WIRE:THERMOCOUPLE,6 MM DI... | 40 902504517 WIRE:THERMOCOUPLE,6 MM DIA,12 M LG,1 PAI | 14 | ALLRFPs\Saudi Energy\SEC RFP-C001671222\downloaded-rfp\SEC RFP-C001671222.xls
Saudi Energy | SEC RFP-C001672888 - 6001672888 | 909105074 | 10 909105074 CABLE,ELEC,CU,XLPE,4 SQMM... | 10 909105074 CABLE,ELEC,CU,XLPE,4 SQMM,4 C,#4CX4SQMMA | 2,000 | ALLRFPs\Saudi Energy\SEC RFP-C001672888 - 6001672888\downloaded-rfp\SEC RFP-C001672888 - 6001672888.xls
Saudi Energy | SEC RFP-C001672888 - 6001672888 | 909105071 | 20 909105071 CABLE,ELEC,CU,XLPE,2.5 SQ... | 20 909105071 CABLE,ELEC,CU,XLPE,2.5 SQMM,12 CORE,#12C | 2,000 | ALLRFPs\Saudi Energy\SEC RFP-C001672888 - 6001672888\downloaded-rfp\SEC RFP-C001672888 - 6001672888.xls
Saudi Energy | SEC RFP-C001673566 | 904200472 | 10 904200472 INSULATOR,SUSP, RUBBER GR... | 10 904200472 INSULATOR,SUSP, RUBBER GRAY, LONG ROD | 400 | ALLRFPs\Saudi Energy\SEC RFP-C001673566\downloaded-rfp\SEC RFP-C001673566.xls
Saudi Energy | SEC RFP-C001673566 | 904200469 | 20 904200469 INSULATOR,SUSP,LIGHT GRAY... | 20 904200469 INSULATOR,SUSP,LIGHT GRAY GLAZE,#1382063 | 500 | ALLRFPs\Saudi Energy\SEC RFP-C001673566\downloaded-rfp\SEC RFP-C001673566.xls
Saudi Energy | SEC RFP-C001673566 | 903310259 | 30 903310259 DIE,COMP,COMPRESSION MACH... | 30 903310259 DIE,COMP,COMPRESSION MACHINE TOOL TYPE | 2 | ALLRFPs\Saudi Energy\SEC RFP-C001673566\downloaded-rfp\SEC RFP-C001673566.xls
Saudi Energy | SEC RFP-C001674288 | 901365844 | 10 901365844 CABLE,INSTRUMENTATION:TEM... | 10 901365844 CABLE,INSTRUMENTATION:TEMPRATURE PROCESS |  | ALLRFPs\Saudi Energy\SEC RFP-C001674288\downloaded-rfp\SEC RFP-C001674288.xls
Saudi Energy | SEC RFP-C001674288 | 902008769 | 20 902008769 CABLE:IGNITION,10 MM DIA ... | 20 902008769 CABLE:IGNITION,10 MM DIA X 8 M LG,RBR BR |  | ALLRFPs\Saudi Energy\SEC RFP-C001674288\downloaded-rfp\SEC RFP-C001674288.xls
Saudi Energy | SEC RFP-C001674288 | 905782685 | 30 905782685 PLUG,USB PORT BLOCKER,BLU... | 30 905782685 PLUG,USB PORT BLOCKER,BLUE,SERVERS AND S |  | ALLRFPs\Saudi Energy\SEC RFP-C001674288\downloaded-rfp\SEC RFP-C001674288.xls
Saudi Energy | SEC RFP-C001674832 | 901147437 | 10 901147437 PACKING, | 10 901147437 PACKING, | 2 | ALLRFPs\Saudi Energy\SEC RFP-C001674832\downloaded-rfp\SEC RFP-C001674832.xls
Saudi Energy | SEC RFP-C001674832 | 901147462 | 20 901147462 SUPPORT, | 20 901147462 SUPPORT, | 1 | ALLRFPs\Saudi Energy\SEC RFP-C001674832\downloaded-rfp\SEC RFP-C001674832.xls
Saudi Energy | SEC RFP-C001674832 | 901147467 | 30 901147467 SUPPORT, | 30 901147467 SUPPORT, | 4 | ALLRFPs\Saudi Energy\SEC RFP-C001674832\downloaded-rfp\SEC RFP-C001674832.xls
Saudi Energy | SEC RFP-C001674832 | 901147469 | 40 901147469 SUPPORT, | 40 901147469 SUPPORT, | 2 | ALLRFPs\Saudi Energy\SEC RFP-C001674832\downloaded-rfp\SEC RFP-C001674832.xls
Saudi Energy | SEC RFP-C001674832 | 901147470 | 50 901147470 WASHER,THRUST: | 50 901147470 WASHER,THRUST: | 4 | ALLRFPs\Saudi Energy\SEC RFP-C001674832\downloaded-rfp\SEC RFP-C001674832.xls
Saudi Energy | SEC RFP-C001674832 | 901147472 | 60 901147472 SUPPORT, | 60 901147472 SUPPORT, | 2 | ALLRFPs\Saudi Energy\SEC RFP-C001674832\downloaded-rfp\SEC RFP-C001674832.xls
Saudi Energy | SEC RFP-C001674832 | 901147474 | 70 901147474 RING,BULK NOUN: | 70 901147474 RING,BULK NOUN: | 6 | ALLRFPs\Saudi Energy\SEC RFP-C001674832\downloaded-rfp\SEC RFP-C001674832.xls
Saudi Energy | SEC RFP-C001674832 | 901147491 | 80 901147491 RING,BULK NOUN: | 80 901147491 RING,BULK NOUN: | 6 | ALLRFPs\Saudi Energy\SEC RFP-C001674832\downloaded-rfp\SEC RFP-C001674832.xls
Saudi Energy | SEC RFP-C001674832 | 901147495 | 90 901147495 RING,BULK NOUN: | 90 901147495 RING,BULK NOUN: | 6 | ALLRFPs\Saudi Energy\SEC RFP-C001674832\downloaded-rfp\SEC RFP-C001674832.xls
Saudi Energy | SEC RFP-C001674832 | 901147497 | 100 901147497 RING,BULK NOUN: | 100 901147497 RING,BULK NOUN: | 6 | ALLRFPs\Saudi Energy\SEC RFP-C001674832\downloaded-rfp\SEC RFP-C001674832.xls
Saudi Energy | SEC RFP-C001674832 | 901147568 | 110 901147568 SUPPORT,BULK NOUN: | 110 901147568 SUPPORT,BULK NOUN: | 2 | ALLRFPs\Saudi Energy\SEC RFP-C001674832\downloaded-rfp\SEC RFP-C001674832.xls
Saudi Energy | SEC RFP-C001675367 | 909201226 | 10 909201226 CABLE,HEAT TRACE,MAX 277V... | 10 909201226 CABLE,HEAT TRACE,MAX 277VAC | 500 | ALLRFPs\Saudi Energy\SEC RFP-C001675367\downloaded-rfp\SEC RFP-C001675367.xls
Saudi Energy | SEC RFP-C001675391 - 6001675391 | 905755096 | 10 905755096 WIRE:GROUNDING,CU,4/0 AWG... | 10 905755096 WIRE:GROUNDING,CU,4/0 AWG,2107,ASTM F855 | 1,000 | ALLRFPs\Saudi Energy\SEC RFP-C001675391 - 6001675391\downloaded-rfp\SEC RFP-C001675391 - 6001675391.xls
Saudi Energy | SEC RFP-C001675410 | 905901983 | 10 905901983 THERMOCOUPLE:TEMPERATURE,... | 10 905901983 THERMOCOUPLE:TEMPERATURE,K,0 TO 500 DEG | 3 | ALLRFPs\Saudi Energy\SEC RFP-C001675410\downloaded-rfp\SEC RFP-C001675410.xls
Saudi Energy | SEC RFP-C001675795 | 901015216 | 10 901015216 PLUG,BORESCOPE HOLE,(6 MM... | 10 901015216 PLUG,BORESCOPE HOLE,(6 MM X 24 MM) DIA X | 3 | ALLRFPs\Saudi Energy\SEC RFP-C001675795\downloaded-rfp\SEC RFP-C001675795.xls
Saudi Energy | SEC RFP-C001675795 | 905652907 | 20 905652907 PLUG,BORESCOPE,(13 MM X 2... | 20 905652907 PLUG,BORESCOPE,(13 MM X 21 MM X 25 MM) D | 3 | ALLRFPs\Saudi Energy\SEC RFP-C001675795\downloaded-rfp\SEC RFP-C001675795.xls
Saudi Energy | SEC RFP-C001675795 | 901405219 | 30 901405219 BRACKET,TURBINE | 30 901405219 BRACKET,TURBINE | 1 | ALLRFPs\Saudi Energy\SEC RFP-C001675795\downloaded-rfp\SEC RFP-C001675795.xls
Saudi Energy | SEC RFP-C00167634 | 902001026 | 10 902001026 SCREW,CAP,ASTL QUENCHED A... | 10 902001026 SCREW,CAP,ASTL QUENCHED AND TEMPERED,#N1 | 97 | ALLRFPs\Saudi Energy\SEC RFP-C00167634\downloaded-rfp\SEC RFP-C00167634.xls
Saudi Energy | SEC RFP-C00167634 | 905890857 | 20 905890857 PIPE:METALLIC,1 IN,19.5 F... | 20 905890857 PIPE:METALLIC,1 IN,19.5 FT LG,PLAIN ENDS | 6 | ALLRFPs\Saudi Energy\SEC RFP-C00167634\downloaded-rfp\SEC RFP-C00167634.xls
Saudi Energy | SEC RFP-C00167634 | 902504517 | 30 902504517 WIRE:THERMOCOUPLE,6 MM DI... | 30 902504517 WIRE:THERMOCOUPLE,6 MM DIA,12 M LG,1 PAI | 4 | ALLRFPs\Saudi Energy\SEC RFP-C00167634\downloaded-rfp\SEC RFP-C00167634.xls
Saudi Energy | SEC RFP-C001676354 | 901148997 | 10 901148997 STRIP,ASTM D 3294 | 10 901148997 STRIP,ASTM D 3294 | 1 | ALLRFPs\Saudi Energy\SEC RFP-C001676354\downloaded-rfp\SEC RFP-C001676354.xls
Saudi Energy | SEC RFP-C001676354 | 901148999 | 20 901148999 STRIP,ASTM D 3294 | 20 901148999 STRIP,ASTM D 3294 | 1 | ALLRFPs\Saudi Energy\SEC RFP-C001676354\downloaded-rfp\SEC RFP-C001676354.xls
Saudi Energy | SEC RFP-C001676354 | 901148960 | 30 901148960 STRIP,ASTM D 3294 | 30 901148960 STRIP,ASTM D 3294 | 1 | ALLRFPs\Saudi Energy\SEC RFP-C001676354\downloaded-rfp\SEC RFP-C001676354.xls
Saudi Energy | SEC RFP-C001676354 | 901149018 | 40 901149018 STRIP,ASTM D 3294 | 40 901149018 STRIP,ASTM D 3294 | 1 | ALLRFPs\Saudi Energy\SEC RFP-C001676354\downloaded-rfp\SEC RFP-C001676354.xls
Saudi Energy | SEC RFP-C001676354 | 901149017 | 50 901149017 STRIP,ASTM D 3294 | 50 901149017 STRIP,ASTM D 3294 | 1 | ALLRFPs\Saudi Energy\SEC RFP-C001676354\downloaded-rfp\SEC RFP-C001676354.xls
Saudi Energy | SEC RFP-C001676354 | 901149019 | 60 901149019 STRIP,ASTM D 3294 | 60 901149019 STRIP,ASTM D 3294 | 1 | ALLRFPs\Saudi Energy\SEC RFP-C001676354\downloaded-rfp\SEC RFP-C001676354.xls
Saudi Energy | SEC RFP-C001676354 | 901149020 | 70 901149020 STRIP,ASTM D 3294 | 70 901149020 STRIP,ASTM D 3294 | 1 | ALLRFPs\Saudi Energy\SEC RFP-C001676354\downloaded-rfp\SEC RFP-C001676354.xls
Saudi Energy | SEC RFP-C001676354 | 901149021 | 80 901149021 STRIP,ASTM D 3294 | 80 901149021 STRIP,ASTM D 3294 | 1 | ALLRFPs\Saudi Energy\SEC RFP-C001676354\downloaded-rfp\SEC RFP-C001676354.xls
Saudi Energy | SEC RFP-C001676354 | 901149022 | 90 901149022 STRIP,ASTM D 3294 | 90 901149022 STRIP,ASTM D 3294 | 1 | ALLRFPs\Saudi Energy\SEC RFP-C001676354\downloaded-rfp\SEC RFP-C001676354.xls
Saudi Energy | SEC RFP-C001676354 | 901149023 | 100 901149023 STRIP,ASTM D 3294 | 100 901149023 STRIP,ASTM D 3294 | 1 | ALLRFPs\Saudi Energy\SEC RFP-C001676354\downloaded-rfp\SEC RFP-C001676354.xls
Saudi Energy | SEC RFP-C001676354 | 901149024 | 110 901149024 STRIP,ASTM D 3294 | 110 901149024 STRIP,ASTM D 3294 | 1 | ALLRFPs\Saudi Energy\SEC RFP-C001676354\downloaded-rfp\SEC RFP-C001676354.xls
Saudi Energy | SEC RFP-C001676354 | 901148937 | 120 901148937 STRIP,ASTM D 3294 | 120 901148937 STRIP,ASTM D 3294 | 1 | ALLRFPs\Saudi Energy\SEC RFP-C001676354\downloaded-rfp\SEC RFP-C001676354.xls
Saudi Energy | SEC RFP-C001676354 | 901148938 | 130 901148938 STRIP,ASTM D 3294 | 130 901148938 STRIP,ASTM D 3294 | 1 | ALLRFPs\Saudi Energy\SEC RFP-C001676354\downloaded-rfp\SEC RFP-C001676354.xls
Saudi Energy | SEC RFP-C001676354 | 901148939 | 140 901148939 STRIP,ASTM D 3294 | 140 901148939 STRIP,ASTM D 3294 | 1 | ALLRFPs\Saudi Energy\SEC RFP-C001676354\downloaded-rfp\SEC RFP-C001676354.xls
Saudi Energy | SEC RFP-C001676354 | 901112952 | 150 901112952 RING SET,50 MM X 270 MM X... | 150 901112952 RING SET,50 MM X 270 MM X 40 MM,SSTL,6,A | 1 | ALLRFPs\Saudi Energy\SEC RFP-C001676354\downloaded-rfp\SEC RFP-C001676354.xls
Saudi Energy | SEC RFP-C001676354 | 901112951 | 160 901112951 RING SET,65 MM X 300 MM X... | 160 901112951 RING SET,65 MM X 300 MM X 40 MM,SSTL,6,S | 1 | ALLRFPs\Saudi Energy\SEC RFP-C001676354\downloaded-rfp\SEC RFP-C001676354.xls
Saudi Energy | SEC RFP-C001676354 | 901112954 | 170 901112954 RING SET,75 MM X 300 MM X... | 170 901112954 RING SET,75 MM X 300 MM X 40 MM,SSTL,6,A | 1 | ALLRFPs\Saudi Energy\SEC RFP-C001676354\downloaded-rfp\SEC RFP-C001676354.xls
Saudi Energy | SEC RFP-C001676354 | 901121250 | 180 901121250 RING, | 180 901121250 RING, | 6 | ALLRFPs\Saudi Energy\SEC RFP-C001676354\downloaded-rfp\SEC RFP-C001676354.xls
Saudi Energy | SEC RFP-C001676354 | 901121253 | 190 901121253 RING,BULK NOUN: | 190 901121253 RING,BULK NOUN: | 17 | ALLRFPs\Saudi Energy\SEC RFP-C001676354\downloaded-rfp\SEC RFP-C001676354.xls
Saudi Energy | SEC RFP-C001676354 | 902008234 | 200 902008234 CABLE:INSTRUMENTATION,VIB... | 200 902008234 CABLE:INSTRUMENTATION,VIBRATION SENSOR,3 | 70 | ALLRFPs\Saudi Energy\SEC RFP-C001676354\downloaded-rfp\SEC RFP-C001676354.xls
Saudi Energy | SEC RFP-C001676354 | 901426477 | 210 901426477 CLEVIS,EYE: | 210 901426477 CLEVIS,EYE: | 20 | ALLRFPs\Saudi Energy\SEC RFP-C001676354\downloaded-rfp\SEC RFP-C001676354.xls
Saudi Energy | SEC RFP-C001676354 | 901404690 | 220 901404690 KIT,CORROSION CCW,AMMONIA... | 220 901404690 KIT,CORROSION CCW,AMMONIA CCW DOSING,ASM | 6 | ALLRFPs\Saudi Energy\SEC RFP-C001676354\downloaded-rfp\SEC RFP-C001676354.xls
Saudi Energy | SEC RFP-C001676354 | 905507178 | 230 905507178 PICK-UP:MAGNETIC,SPEED | 230 905507178 PICK-UP:MAGNETIC,SPEED | 6 | ALLRFPs\Saudi Energy\SEC RFP-C001676354\downloaded-rfp\SEC RFP-C001676354.xls
Saudi Energy | SEC RFP-C001676354 | 902010554 | 240 902010554 JOINT,EXP,SSTL,9-1/4 IN,1... | 240 902010554 JOINT,EXP,SSTL,9-1/4 IN,11 IN LG,150 LB | 20 | ALLRFPs\Saudi Energy\SEC RFP-C001676354\downloaded-rfp\SEC RFP-C001676354.xls
Saudi Energy | SEC RFP-C001676358 | 902008616 | 10 902008616 CABLE:IGNITION,(13 MM X 1... | 10 902008616 CABLE:IGNITION,(13 MM X 14 MM X 22 MM) D | 10 | ALLRFPs\Saudi Energy\SEC RFP-C001676358\downloaded-rfp\SEC RFP-C001676358.xls
Saudi Energy | SEC RFP-C001676358 | 901149012 | 20 901149012 VLV:SPL,AL,5/8 INCH PS,30... | 20 901149012 VLV:SPL,AL,5/8 INCH PS,300 PSI,MANIFOLD | 4 | ALLRFPs\Saudi Energy\SEC RFP-C001676358\downloaded-rfp\SEC RFP-C001676358.xls
Saudi Energy | SEC RFP-C001676358 | 902004519 | 30 902004519 INSULATION:ELEC,FIBER,CYL... | 30 902004519 INSULATION:ELEC,FIBER,CYLINDRICAL,255 MM | 2 | ALLRFPs\Saudi Energy\SEC RFP-C001676358\downloaded-rfp\SEC RFP-C001676358.xls
Saudi Energy | SEC RFP-C001676358 | 902009346 | 40 902009346 TRANSMITTER:SIGNAL,PRESSU... | 40 902009346 TRANSMITTER:SIGNAL,PRESSURE,0.3 TO 10000 | 8 | ALLRFPs\Saudi Energy\SEC RFP-C001676358\downloaded-rfp\SEC RFP-C001676358.xls
Saudi Energy | SEC RFP-C001676358 | 900130224 | 50 900130224 VALVE,SOLN,1 INCH PS,125... | 50 900130224 VALVE,SOLN,1 INCH PS,125V DC,#237C2465 | 4 | ALLRFPs\Saudi Energy\SEC RFP-C001676358\downloaded-rfp\SEC RFP-C001676358.xls
Saudi Energy | SEC RFP-C001676358 | 901103764 | 60 901103764 SHIELD,HEAT,GAS TURBINE,R... | 60 901103764 SHIELD,HEAT,GAS TURBINE,ROW E,103 MM WD | 1 | ALLRFPs\Saudi Energy\SEC RFP-C001676358\downloaded-rfp\SEC RFP-C001676358.xls
Saudi Energy | SEC RFP-C001676358 | 901103765 | 70 901103765 SHIELD,HEAT, STATOR, TURB... | 70 901103765 SHIELD,HEAT, STATOR, TURBINE,ROW F R,(10 | 1 | ALLRFPs\Saudi Energy\SEC RFP-C001676358\downloaded-rfp\SEC RFP-C001676358.xls
Saudi Energy | SEC RFP-C001677268 | 902503524 | 10 902503524 TOOL,WEDGE,MANUAL POWER,(... | 10 902503524 TOOL,WEDGE,MANUAL POWER,(3 MM X 30 MM) D | 8 | ALLRFPs\Saudi Energy\SEC RFP-C001677268\downloaded-rfp\SEC RFP-C001677268.xls
Saudi Energy | SEC RFP-C001677268 | 905869187 | 20 905869187 SUPPORT,MOUNTING,STL,25 M... | 20 905869187 SUPPORT,MOUNTING,STL,25 MM WD X 210 MM L | 8 | ALLRFPs\Saudi Energy\SEC RFP-C001677268\downloaded-rfp\SEC RFP-C001677268.xls
Saudi Energy | SEC RFP-C001677268 | 905925968 | 30 905925968 INK,IMAGING: | 30 905925968 INK,IMAGING: | 10 | ALLRFPs\Saudi Energy\SEC RFP-C001677268\downloaded-rfp\SEC RFP-C001677268.xls
Saudi Energy | SEC RFP-C001677511 | 906010023 | 10 906010023 COMPOUND,SEALING,RED,#RTV... | 10 906010023 COMPOUND,SEALING,RED,#RTV106REDCART | 200 | ALLRFPs\Saudi Energy\SEC RFP-C001677511\downloaded-rfp\SEC RFP-C001677511.xls
Saudi Energy | SEC RFP-C001677511 | 905942348 | 20 905942348 CABLE:IGNITION,1/2 IN DIA... | 20 905942348 CABLE:IGNITION,1/2 IN DIA X 12 FT LG,25 | 20 | ALLRFPs\Saudi Energy\SEC RFP-C001677511\downloaded-rfp\SEC RFP-C001677511.xls
Saudi Energy | SEC RFP-C001678948 | 901120807 | 10 901120807 TAP,FLUID: | 10 901120807 TAP,FLUID: | 8 | ALLRFPs\Saudi Energy\SEC RFP-C001678948\downloaded-rfp\SEC RFP-C001678948.xls
Saudi Energy | SEC RFP-C001678948 | 902008785 | 20 902008785 CABLE:IGNITION,(6 MM X 8 ... | 20 902008785 CABLE:IGNITION,(6 MM X 8 MM X 13 MM) DIA | 15 | ALLRFPs\Saudi Energy\SEC RFP-C001678948\downloaded-rfp\SEC RFP-C001678948.xls
Saudi Energy | SEC RFP-C001679872 | 901148997 | 10 901148997 STRIP,ASTM D 3294 | 10 901148997 STRIP,ASTM D 3294 | 1 | ALLRFPs\Saudi Energy\SEC RFP-C001679872\downloaded-rfp\SEC RFP-C001679872.xls
Saudi Energy | SEC RFP-C001679872 | 901148999 | 20 901148999 STRIP,ASTM D 3294 | 20 901148999 STRIP,ASTM D 3294 | 1 | ALLRFPs\Saudi Energy\SEC RFP-C001679872\downloaded-rfp\SEC RFP-C001679872.xls
Saudi Energy | SEC RFP-C001679872 | 901148960 | 30 901148960 STRIP,ASTM D 3294 | 30 901148960 STRIP,ASTM D 3294 | 1 | ALLRFPs\Saudi Energy\SEC RFP-C001679872\downloaded-rfp\SEC RFP-C001679872.xls
Saudi Energy | SEC RFP-C001679872 | 901149018 | 40 901149018 STRIP,ASTM D 3294 | 40 901149018 STRIP,ASTM D 3294 | 1 | ALLRFPs\Saudi Energy\SEC RFP-C001679872\downloaded-rfp\SEC RFP-C001679872.xls
Saudi Energy | SEC RFP-C001679872 | 901149017 | 50 901149017 STRIP,ASTM D 3294 | 50 901149017 STRIP,ASTM D 3294 | 1 | ALLRFPs\Saudi Energy\SEC RFP-C001679872\downloaded-rfp\SEC RFP-C001679872.xls
Saudi Energy | SEC RFP-C001679872 | 901149019 | 60 901149019 STRIP,ASTM D 3294 | 60 901149019 STRIP,ASTM D 3294 | 1 | ALLRFPs\Saudi Energy\SEC RFP-C001679872\downloaded-rfp\SEC RFP-C001679872.xls
Saudi Energy | SEC RFP-C001679872 | 901149020 | 70 901149020 STRIP,ASTM D 3294 | 70 901149020 STRIP,ASTM D 3294 | 1 | ALLRFPs\Saudi Energy\SEC RFP-C001679872\downloaded-rfp\SEC RFP-C001679872.xls
Saudi Energy | SEC RFP-C001679872 | 901149021 | 80 901149021 STRIP,ASTM D 3294 | 80 901149021 STRIP,ASTM D 3294 | 1 | ALLRFPs\Saudi Energy\SEC RFP-C001679872\downloaded-rfp\SEC RFP-C001679872.xls
Saudi Energy | SEC RFP-C001679872 | 901149022 | 90 901149022 STRIP,ASTM D 3294 | 90 901149022 STRIP,ASTM D 3294 | 1 | ALLRFPs\Saudi Energy\SEC RFP-C001679872\downloaded-rfp\SEC RFP-C001679872.xls
Saudi Energy | SEC RFP-C001679872 | 901149023 | 100 901149023 STRIP,ASTM D 3294 | 100 901149023 STRIP,ASTM D 3294 | 1 | ALLRFPs\Saudi Energy\SEC RFP-C001679872\downloaded-rfp\SEC RFP-C001679872.xls
Saudi Energy | SEC RFP-C001679872 | 901149024 | 110 901149024 STRIP,ASTM D 3294 | 110 901149024 STRIP,ASTM D 3294 | 1 | ALLRFPs\Saudi Energy\SEC RFP-C001679872\downloaded-rfp\SEC RFP-C001679872.xls
Saudi Energy | SEC RFP-C001679872 | 901148937 | 120 901148937 STRIP,ASTM D 3294 | 120 901148937 STRIP,ASTM D 3294 | 1 | ALLRFPs\Saudi Energy\SEC RFP-C001679872\downloaded-rfp\SEC RFP-C001679872.xls
Saudi Energy | SEC RFP-C001679872 | 901148938 | 130 901148938 STRIP,ASTM D 3294 | 130 901148938 STRIP,ASTM D 3294 | 1 | ALLRFPs\Saudi Energy\SEC RFP-C001679872\downloaded-rfp\SEC RFP-C001679872.xls
Saudi Energy | SEC RFP-C001679872 | 901148939 | 140 901148939 STRIP,ASTM D 3294 | 140 901148939 STRIP,ASTM D 3294 | 1 | ALLRFPs\Saudi Energy\SEC RFP-C001679872\downloaded-rfp\SEC RFP-C001679872.xls
Saudi Energy | SEC RFP-C001679872 | 901112951 | 150 901112951 RING SET,65 MM X 300 MM X... | 150 901112951 RING SET,65 MM X 300 MM X 40 MM,SSTL,6,S | 1 | ALLRFPs\Saudi Energy\SEC RFP-C001679872\downloaded-rfp\SEC RFP-C001679872.xls
Saudi Energy | SEC RFP-C001679872 | 901121250 | 160 901121250 RING, | 160 901121250 RING, | 6 | ALLRFPs\Saudi Energy\SEC RFP-C001679872\downloaded-rfp\SEC RFP-C001679872.xls
Saudi Energy | SEC RFP-C001679872 | 901121253 | 170 901121253 RING,BULK NOUN: | 170 901121253 RING,BULK NOUN: | 17 | ALLRFPs\Saudi Energy\SEC RFP-C001679872\downloaded-rfp\SEC RFP-C001679872.xls
Saudi Energy | SEC RFP-C001679872 | 901426477 | 180 901426477 CLEVIS,EYE: | 180 901426477 CLEVIS,EYE: | 20 | ALLRFPs\Saudi Energy\SEC RFP-C001679872\downloaded-rfp\SEC RFP-C001679872.xls
Saudi Energy | SEC RFP-C001679872 | 901404690 | 190 901404690 KIT,CORROSION CCW,AMMONIA... | 190 901404690 KIT,CORROSION CCW,AMMONIA CCW DOSING,ASM | 6 | ALLRFPs\Saudi Energy\SEC RFP-C001679872\downloaded-rfp\SEC RFP-C001679872.xls
Saudi Energy | SEC RFP-C001679872 | 905507178 | 200 905507178 PICK-UP:MAGNETIC,SPEED | 200 905507178 PICK-UP:MAGNETIC,SPEED | 6 | ALLRFPs\Saudi Energy\SEC RFP-C001679872\downloaded-rfp\SEC RFP-C001679872.xls
Saudi Energy | SEC RFP-C001679872 | 902010554 | 210 902010554 JOINT,EXP,SSTL,9-1/4 IN,1... | 210 902010554 JOINT,EXP,SSTL,9-1/4 IN,11 IN LG,150 LB | 20 | ALLRFPs\Saudi Energy\SEC RFP-C001679872\downloaded-rfp\SEC RFP-C001679872.xls
Saudi Energy | SEC RFP-C001680971 | 902468918 | 10 902468918 BKR:CIRCUIT, VACUUM,24KV ... | 10 902468918 BKR:CIRCUIT, VACUUM,24KV KV,3 P,630,63KA | 1 | ALLRFPs\Saudi Energy\SEC RFP-C001680971\downloaded-rfp\SEC RFP-C001680971.xls
Saudi Energy | SEC RFP-C001680971 | 902468936 | 20 902468936 KIT:BULK NOUN | 20 902468936 KIT:BULK NOUN | 10 | ALLRFPs\Saudi Energy\SEC RFP-C001680971\downloaded-rfp\SEC RFP-C001680971.xls
Saudi Energy | SEC RFP-C001680971 | 902468894 | 30 902468894 KIT:BULK NOUN | 30 902468894 KIT:BULK NOUN | 10 | ALLRFPs\Saudi Energy\SEC RFP-C001680971\downloaded-rfp\SEC RFP-C001680971.xls
Saudi Energy | SEC RFP-C001680971 | 902468937 | 40 902468937 KIT:BULK NOUN | 40 902468937 KIT:BULK NOUN | 10 | ALLRFPs\Saudi Energy\SEC RFP-C001680971\downloaded-rfp\SEC RFP-C001680971.xls
Saudi Energy | SEC RFP-C001680971 | 902468895 | 50 902468895 KIT:BULK NOUN | 50 902468895 KIT:BULK NOUN | 10 | ALLRFPs\Saudi Energy\SEC RFP-C001680971\downloaded-rfp\SEC RFP-C001680971.xls
Saudi Energy | SEC RFP-C001680971 | 905942367 | 60 905942367 CABLE,ELEC,CU,PVC,18 AWG,... | 60 905942367 CABLE,ELEC,CU,PVC,18 AWG,2C,#362A2373P00 | 1,000 | ALLRFPs\Saudi Energy\SEC RFP-C001680971\downloaded-rfp\SEC RFP-C001680971.xls
Saudi Energy | SEC RFP-C001680971 | 905846242 | 70 905846242 BREAKER,CRCT,AIR,480 V,50... | 70 905846242 BREAKER,CRCT,AIR,480 V,50/60 HZ KV,ABS P | 1 | ALLRFPs\Saudi Energy\SEC RFP-C001680971\downloaded-rfp\SEC RFP-C001680971.xls
Saudi Energy | SEC RFP-C001680971 | 905846243 | 80 905846243 BREAKER:CIRCUIT, THERMAL,... | 80 905846243 BREAKER:CIRCUIT, THERMAL,4000A,455 MM WD | 1 | ALLRFPs\Saudi Energy\SEC RFP-C001680971\downloaded-rfp\SEC RFP-C001680971.xls
Saudi Energy | SEC RFP-C001680971 | 902002587 | 90 902002587 RELAY,TIME DELAY,211 VA 1... | 90 902002587 RELAY,TIME DELAY,211 VA 120 VAC 10 A,#02 | 4 | ALLRFPs\Saudi Energy\SEC RFP-C001680971\downloaded-rfp\SEC RFP-C001680971.xls
Saudi Energy | SEC RFP-C001680971 | 901400412 | 100 901400412 CABLE:IGNITION,1/2 IN DIA... | 100 901400412 CABLE:IGNITION,1/2 IN DIA X 32 FT LG,BRA | 2 | ALLRFPs\Saudi Energy\SEC RFP-C001680971\downloaded-rfp\SEC RFP-C001680971.xls
Saudi Energy | SEC RFP-C001680971 | 901120655 | 110 901120655 THERMOCOUPLE:TEMPERATURE,... | 110 901120655 THERMOCOUPLE:TEMPERATURE,K,200 TO 2300 D | 14 | ALLRFPs\Saudi Energy\SEC RFP-C001680971\downloaded-rfp\SEC RFP-C001680971.xls
Saudi Energy | SEC RFP-C001680971 | 902008020 | 120 902008020 THERMOCOUPLE:TEMPERATURE,... | 120 902008020 THERMOCOUPLE:TEMPERATURE,K,200 TO 2300 D | 14 | ALLRFPs\Saudi Energy\SEC RFP-C001680971\downloaded-rfp\SEC RFP-C001680971.xls
Saudi Energy | SEC RFP-C001680971 | 902008075 | 130 902008075 THERMOCOUPLE:TEMPERATURE,... | 130 902008075 THERMOCOUPLE:TEMPERATURE,K,200 TO 2300 D | 16 | ALLRFPs\Saudi Energy\SEC RFP-C001680971\downloaded-rfp\SEC RFP-C001680971.xls
Saudi Energy | SEC RFP-C001681002 | 905882902 | 10 905882902 PIPE:METALLIC,1-5/8 IN MP... | 10 905882902 PIPE:METALLIC,1-5/8 IN MPT X 5/16 IN ID | 4 | ALLRFPs\Saudi Energy\SEC RFP-C001681002\downloaded-rfp\SEC RFP-C001681002.xls
Saudi Energy | SEC RFP-C001681002 | 902507680 | 20 902507680 SUPPORT,TRANSITION PIECE,... | 20 902507680 SUPPORT,TRANSITION PIECE,STL,(20 MM X 38 | 30 | ALLRFPs\Saudi Energy\SEC RFP-C001681002\downloaded-rfp\SEC RFP-C001681002.xls
Saudi Energy | SEC RFP-C001681003 | 905942331 | 10 905942331 WIRE:THERMOCOUPLE,12 TO 1... | 10 905942331 WIRE:THERMOCOUPLE,12 TO 18 AWG,IRON CONS | 18 | ALLRFPs\Saudi Energy\SEC RFP-C001681003\downloaded-rfp\SEC RFP-C001681003.xls
Saudi Energy | SEC RFP-C001681003 | 905936292 | 20 905936292 MOTOR,ELEC,AC,75 HP (55.9... | 20 905936292 MOTOR,ELEC,AC,75 HP (55.95 KW),460,ABS P | 2 | ALLRFPs\Saudi Energy\SEC RFP-C001681003\downloaded-rfp\SEC RFP-C001681003.xls
Saudi Energy | SEC RFP-C001681003 | 905866173 | 30 905866173 PIPE:METALLIC,1/2 IN DIA,... | 30 905866173 PIPE:METALLIC,1/2 IN DIA,1 FT AND 3 IN L | 10 | ALLRFPs\Saudi Energy\SEC RFP-C001681003\downloaded-rfp\SEC RFP-C001681003.xls
Saudi Energy | SEC RFP-C001681005 | 905897039 | 10 905897039 PUMP,RECIP,1-1/2 IN,26 GP... | 10 905897039 PUMP,RECIP,1-1/2 IN,26 GPM,#3200240 | 1 | ALLRFPs\Saudi Energy\SEC RFP-C001681005\downloaded-rfp\SEC RFP-C001681005.xls
Saudi Energy | SEC RFP-C001681005 | 902008077 | 20 902008077 CABLE:IGNITION,1/2 IN DIA... | 20 902008077 CABLE:IGNITION,1/2 IN DIA X 26 FT LG,SAE | 4 | ALLRFPs\Saudi Energy\SEC RFP-C001681005\downloaded-rfp\SEC RFP-C001681005.xls
Saudi Energy | SEC RFP-C001681005 | 905865112 | 30 905865112 BRUSH,ELEC,EXCITER,CRBN,#... | 30 905865112 BRUSH,ELEC,EXCITER,CRBN,#323B7988P005 | 90 | ALLRFPs\Saudi Energy\SEC RFP-C001681005\downloaded-rfp\SEC RFP-C001681005.xls
Saudi Energy | SEC RFP-C001681005 | 902468539 | 40 902468539 ARM:NO MODIFIER,OIL INLET... | 40 902468539 ARM:NO MODIFIER,OIL INLET ARMATURE,OIL I | 2 | ALLRFPs\Saudi Energy\SEC RFP-C001681005\downloaded-rfp\SEC RFP-C001681005.xls
Saudi Energy | SEC RFP-C001681009 | 908422801 | 10 908422801 CABINET,ELE,800A,LV,SERVI... | 10 908422801 CABINET,ELE,800A,LV,SERVICE,STLENCLOSURE | 1,600 | ALLRFPs\Saudi Energy\SEC RFP-C001681009\downloaded-rfp\SEC RFP-C001681009.xls
Saudi Energy | SEC RFP-C001681039 - 6001681039 | 905755096 | 10 905755096 WIRE:GROUNDING,CU,4/0 AWG... | 10 905755096 WIRE:GROUNDING,CU,4/0 AWG,2107,ASTM F855 | 300 | ALLRFPs\Saudi Energy\SEC RFP-C001681039 - 6001681039\downloaded-rfp\SEC RFP-C001681039 - 6001681039.xls
Saudi Energy | SEC RFP-C001681613 - 6001681613 | 909100025 | 10 909100025 CABLE,ELEC,CU,90 MM2,4 | 10 909100025 CABLE,ELEC,CU,90 MM2,4 | 500 | ALLRFPs\Saudi Energy\SEC RFP-C001681613 - 6001681613\downloaded-rfp\SEC RFP-C001681613 - 6001681613.xls
Saudi Energy | SEC RFP-C001681652 | 909205446 | 10 909205446 SHELF,IRON - SHELF PLUS C... | 10 909205446 SHELF,IRON - SHELF PLUS CULOM,MTL,#99040 | 30 | ALLRFPs\Saudi Energy\SEC RFP-C001681652\downloaded-rfp\SEC RFP-C001681652.xls
Saudi Energy | SEC RFP-C001683084 | 901148997 | 10 901148997 STRIP,ASTM D 3294 | 10 901148997 STRIP,ASTM D 3294 | 1 | ALLRFPs\Saudi Energy\SEC RFP-C001683084\downloaded-rfp\SEC RFP-C001683084.xls
Saudi Energy | SEC RFP-C001683084 | 901148999 | 20 901148999 STRIP,ASTM D 3294 | 20 901148999 STRIP,ASTM D 3294 | 1 | ALLRFPs\Saudi Energy\SEC RFP-C001683084\downloaded-rfp\SEC RFP-C001683084.xls
Saudi Energy | SEC RFP-C001683084 | 901148960 | 30 901148960 STRIP,ASTM D 3294 | 30 901148960 STRIP,ASTM D 3294 | 1 | ALLRFPs\Saudi Energy\SEC RFP-C001683084\downloaded-rfp\SEC RFP-C001683084.xls
Saudi Energy | SEC RFP-C001683084 | 901149018 | 40 901149018 STRIP,ASTM D 3294 | 40 901149018 STRIP,ASTM D 3294 | 1 | ALLRFPs\Saudi Energy\SEC RFP-C001683084\downloaded-rfp\SEC RFP-C001683084.xls
Saudi Energy | SEC RFP-C001683084 | 901149017 | 50 901149017 STRIP,ASTM D 3294 | 50 901149017 STRIP,ASTM D 3294 | 1 | ALLRFPs\Saudi Energy\SEC RFP-C001683084\downloaded-rfp\SEC RFP-C001683084.xls
Saudi Energy | SEC RFP-C001683084 | 901149019 | 60 901149019 STRIP,ASTM D 3294 | 60 901149019 STRIP,ASTM D 3294 | 1 | ALLRFPs\Saudi Energy\SEC RFP-C001683084\downloaded-rfp\SEC RFP-C001683084.xls
Saudi Energy | SEC RFP-C001683084 | 901149020 | 70 901149020 STRIP,ASTM D 3294 | 70 901149020 STRIP,ASTM D 3294 | 1 | ALLRFPs\Saudi Energy\SEC RFP-C001683084\downloaded-rfp\SEC RFP-C001683084.xls
Saudi Energy | SEC RFP-C001683084 | 901149021 | 80 901149021 STRIP,ASTM D 3294 | 80 901149021 STRIP,ASTM D 3294 | 1 | ALLRFPs\Saudi Energy\SEC RFP-C001683084\downloaded-rfp\SEC RFP-C001683084.xls
Saudi Energy | SEC RFP-C001683084 | 901149022 | 90 901149022 STRIP,ASTM D 3294 | 90 901149022 STRIP,ASTM D 3294 | 1 | ALLRFPs\Saudi Energy\SEC RFP-C001683084\downloaded-rfp\SEC RFP-C001683084.xls
Saudi Energy | SEC RFP-C001683084 | 901149023 | 100 901149023 STRIP,ASTM D 3294 | 100 901149023 STRIP,ASTM D 3294 | 1 | ALLRFPs\Saudi Energy\SEC RFP-C001683084\downloaded-rfp\SEC RFP-C001683084.xls
Saudi Energy | SEC RFP-C001683084 | 901149024 | 110 901149024 STRIP,ASTM D 3294 | 110 901149024 STRIP,ASTM D 3294 | 1 | ALLRFPs\Saudi Energy\SEC RFP-C001683084\downloaded-rfp\SEC RFP-C001683084.xls
Saudi Energy | SEC RFP-C001683084 | 901148937 | 120 901148937 STRIP,ASTM D 3294 | 120 901148937 STRIP,ASTM D 3294 | 1 | ALLRFPs\Saudi Energy\SEC RFP-C001683084\downloaded-rfp\SEC RFP-C001683084.xls
Saudi Energy | SEC RFP-C001683084 | 901148938 | 130 901148938 STRIP,ASTM D 3294 | 130 901148938 STRIP,ASTM D 3294 | 1 | ALLRFPs\Saudi Energy\SEC RFP-C001683084\downloaded-rfp\SEC RFP-C001683084.xls
Saudi Energy | SEC RFP-C001683084 | 901148939 | 140 901148939 STRIP,ASTM D 3294 | 140 901148939 STRIP,ASTM D 3294 | 1 | ALLRFPs\Saudi Energy\SEC RFP-C001683084\downloaded-rfp\SEC RFP-C001683084.xls
Saudi Energy | SEC RFP-C001683084 | 901112951 | 150 901112951 RING SET,65 MM X 300 MM X... | 150 901112951 RING SET,65 MM X 300 MM X 40 MM,SSTL,6,S | 1 | ALLRFPs\Saudi Energy\SEC RFP-C001683084\downloaded-rfp\SEC RFP-C001683084.xls
Saudi Energy | SEC RFP-C001683084 | 901426477 | 160 901426477 CLEVIS,EYE: | 160 901426477 CLEVIS,EYE: | 20 | ALLRFPs\Saudi Energy\SEC RFP-C001683084\downloaded-rfp\SEC RFP-C001683084.xls
Saudi Energy | SEC RFP-C001683084 | 901404690 | 170 901404690 KIT,CORROSION CCW,AMMONIA... | 170 901404690 KIT,CORROSION CCW,AMMONIA CCW DOSING,ASM | 6 | ALLRFPs\Saudi Energy\SEC RFP-C001683084\downloaded-rfp\SEC RFP-C001683084.xls
Saudi Energy | SEC RFP-C001683105 | 902008046 | 10 902008046 WIRE:THERMOCOUPLE,9/64 IN... | 10 902008046 WIRE:THERMOCOUPLE,9/64 IN DIA,16-1/2 FT | 500 | ALLRFPs\Saudi Energy\SEC RFP-C001683105\downloaded-rfp\SEC RFP-C001683105.xls
Saudi Energy | SEC RFP-C001683105 | 905924202 | 20 905924202 SWITCH:VIBRATION,1P2T,460... | 20 905924202 SWITCH:VIBRATION,1P2T,460 VAC/120 VDC,7/ | 8 | ALLRFPs\Saudi Energy\SEC RFP-C001683105\downloaded-rfp\SEC RFP-C001683105.xls
Saudi Energy | SEC RFP-C001683753 | 901015216 | 10 901015216 PLUG,BORESCOPE HOLE,(6 MM... | 10 901015216 PLUG,BORESCOPE HOLE,(6 MM X 24 MM) DIA X | 3 | ALLRFPs\Saudi Energy\SEC RFP-C001683753\downloaded-rfp\SEC RFP-C001683753.xls
Saudi Energy | SEC RFP-C001683753 | 905652907 | 20 905652907 PLUG,BORESCOPE,(13 MM X 2... | 20 905652907 PLUG,BORESCOPE,(13 MM X 21 MM X 25 MM) D | 3 | ALLRFPs\Saudi Energy\SEC RFP-C001683753\downloaded-rfp\SEC RFP-C001683753.xls
Saudi Energy | SEC RFP-C001683753 | 901405219 | 30 901405219 BRACKET,TURBINE | 30 901405219 BRACKET,TURBINE | 1 | ALLRFPs\Saudi Energy\SEC RFP-C001683753\downloaded-rfp\SEC RFP-C001683753.xls
Saudi Energy | SEC RFP-C001684463 - 6001684463 | 904010603 | 10 904010603 CABLE,ELEC,CU,XLPE,1000SQ... | 10 904010603 CABLE,ELEC,CU,XLPE,1000SQMM,1,#31404334 | 500 | ALLRFPs\Saudi Energy\SEC RFP-C001684463 - 6001684463\downloaded-rfp\SEC RFP-C001684463 - 6001684463.xls
Saudi Energy | SEC RFP-C001684465 - 6001684465 | 904000865 | 10 904000865 CABLE,ELEC,CU,SUPER CLEAN... | 10 904000865 CABLE,ELEC,CU,SUPER CLEAN XLPE,2000 MM | 500 | ALLRFPs\Saudi Energy\SEC RFP-C001684465 - 6001684465\downloaded-rfp\SEC RFP-C001684465 - 6001684465.xls
Saudi Energy | SEC RFP-C001685034 | 905942364 | 10 905942364 CABLE:IGNITION,13 MM DIA ... | 10 905942364 CABLE:IGNITION,13 MM DIA X 3.21 M LG,RBR | 1 | ALLRFPs\Saudi Energy\SEC RFP-C001685034\downloaded-rfp\SEC RFP-C001685034.xls
Saudi Energy | SEC RFP-C001685402 | 905696929 | 10 905696929 COUPLER,HOSE,STL,3/4 IN,#... | 10 905696929 COUPLER,HOSE,STL,3/4 IN,#330507107 | 100 | ALLRFPs\Saudi Energy\SEC RFP-C001685402\downloaded-rfp\SEC RFP-C001685402.xls
Saudi Energy | SEC RFP-C001685402 | 902467962 | 20 902467962 MODULE:CONTROL, | 20 902467962 MODULE:CONTROL, | 3 | ALLRFPs\Saudi Energy\SEC RFP-C001685402\downloaded-rfp\SEC RFP-C001685402.xls
Saudi Energy | SEC RFP-C001685402 | 902467965 | 30 902467965 MODULE:CONTROL, | 30 902467965 MODULE:CONTROL, | 3 | ALLRFPs\Saudi Energy\SEC RFP-C001685402\downloaded-rfp\SEC RFP-C001685402.xls
Saudi Energy | SEC RFP-C001685402 | 902467966 | 40 902467966 MODULE:CONTROL, | 40 902467966 MODULE:CONTROL, | 3 | ALLRFPs\Saudi Energy\SEC RFP-C001685402\downloaded-rfp\SEC RFP-C001685402.xls
Saudi Energy | SEC RFP-C001685402 | 909106121 | 50 909106121 MODULE:CONTROL,CPU MICROP... | 50 909106121 MODULE:CONTROL,CPU MICROPROCESSOR,GENERA | 3 | ALLRFPs\Saudi Energy\SEC RFP-C001685402\downloaded-rfp\SEC RFP-C001685402.xls
Saudi Energy | SEC RFP-C001685402 | 902008479 | 70 902008479 GAUGE,COMB,0 TO 105 KG/SQ... | 70 902008479 GAUGE,COMB,0 TO 105 KG/SQCM RANGE A,#225 | 6 | ALLRFPs\Saudi Energy\SEC RFP-C001685402\downloaded-rfp\SEC RFP-C001685402.xls
Saudi Energy | SEC RFP-C001685402 | 901225915 | 80 901225915 RAIL:NO MODIFIER,C-RAIL,S... | 80 901225915 RAIL:NO MODIFIER,C-RAIL,STL,10 M | 1 | ALLRFPs\Saudi Energy\SEC RFP-C001685402\downloaded-rfp\SEC RFP-C001685402.xls
Saudi Energy | SEC RFP-C001685402 | 905580157 | 90 905580157 RING,WEAR,PUMP,248 MM ID ... | 90 905580157 RING,WEAR,PUMP,248 MM ID X 297 MM OD X 2 | 2 | ALLRFPs\Saudi Energy\SEC RFP-C001685402\downloaded-rfp\SEC RFP-C001685402.xls
Saudi Energy | SEC RFP-C001685402 | 901213952 | 100 901213952 CABLE:INSTRUMENTATION,VIB... | 100 901213952 CABLE:INSTRUMENTATION,VIBRATION MONITORI | 11 | ALLRFPs\Saudi Energy\SEC RFP-C001685402\downloaded-rfp\SEC RFP-C001685402.xls
Saudi Energy | SEC RFP-C001685402 | 901206531 | 110 901206531 RELAY:GP,8 SOLDERED IN MI... | 110 901206531 RELAY:GP,8 SOLDERED IN MINIATURE SWITCHI | 2 | ALLRFPs\Saudi Energy\SEC RFP-C001685402\downloaded-rfp\SEC RFP-C001685402.xls
Saudi Energy | SEC RFP-C001685402 | 901224638 | 120 901224638 STUD,DBL ENDED,#90228 | 120 901224638 STUD,DBL ENDED,#90228 | 8 | ALLRFPs\Saudi Energy\SEC RFP-C001685402\downloaded-rfp\SEC RFP-C001685402.xls
Saudi Energy | SEC RFP-C001685402 | 905941429 | 130 905941429 MODULE:CONTROL,REGULATOR,... | 130 905941429 MODULE:CONTROL,REGULATOR,AIR COMPRESSOR, | 3 | ALLRFPs\Saudi Energy\SEC RFP-C001685402\downloaded-rfp\SEC RFP-C001685402.xls
Saudi Energy | SEC RFP-C001685402 | 901226236 | 140 901226236 CLAMP:BULK NOUN | 140 901226236 CLAMP:BULK NOUN | 1 | ALLRFPs\Saudi Energy\SEC RFP-C001685402\downloaded-rfp\SEC RFP-C001685402.xls
Saudi Energy | SEC RFP-C001685402 | 902008847 | 150 902008847 SWITCH,FLOW,1P1T,4 TO 10 ... | 150 902008847 SWITCH,FLOW,1P1T,4 TO 10 GPM, 250 PSI,#W | 15 | ALLRFPs\Saudi Energy\SEC RFP-C001685402\downloaded-rfp\SEC RFP-C001685402.xls
Saudi Energy | SEC RFP-C001685402 | 901201915 | 160 901201915 MODULE:CONTROL,HLIM LINE ... | 160 901201915 MODULE:CONTROL,HLIM LINE ISOLATOR MODULE | 40 | ALLRFPs\Saudi Energy\SEC RFP-C001685402\downloaded-rfp\SEC RFP-C001685402.xls
Saudi Energy | SEC RFP-C001685402 | 901102422 | 170 901102422 DIODE:RECTIFIER,230 KW EX... | 170 901102422 DIODE:RECTIFIER,230 KW EXCITOR WATTAGE W | 10 | ALLRFPs\Saudi Energy\SEC RFP-C001685402\downloaded-rfp\SEC RFP-C001685402.xls
Saudi Energy | SEC RFP-C001685402 | 901222926 | 180 901222926 SWITCH,SEL,250V 6 A,250V ... | 180 901222926 SWITCH,SEL,250V 6 A,250V 6 A,3P,ABS,#YSA | 100 | ALLRFPs\Saudi Energy\SEC RFP-C001685402\downloaded-rfp\SEC RFP-C001685402.xls
Saudi Energy | SEC RFP-C001685428 - 6001685428 | 904508513 | 10 904508513 CABLE,ELEC,CU,XLPE,630SQM... | 10 904508513 CABLE,ELEC,CU,XLPE,630SQMM,1 | 2,000 | ALLRFPs\Saudi Energy\SEC RFP-C001685428 - 6001685428\downloaded-rfp\SEC RFP-C001685428 - 6001685428.xls
Saudi Energy | SEC RFP-C001686172 | 902002188 | 10 902002188 BREAKER,CRCT,MC,600V,3 PO... | 10 902002188 BREAKER,CRCT,MC,600V,3 POLE,60 A,#SRPE60 | 5 | ALLRFPs\Saudi Energy\SEC RFP-C001686172\downloaded-rfp\SEC RFP-C001686172.xls
Saudi Energy | SEC RFP-C001686172 | 902002653 | 20 902002653 BREAKER,CRCT,MC,600V,ABS ... | 20 902002653 BREAKER,CRCT,MC,600V,ABS POLE,30 A,#SELA | 5 | ALLRFPs\Saudi Energy\SEC RFP-C001686172\downloaded-rfp\SEC RFP-C001686172.xls
Saudi Energy | SEC RFP-C001686172 | 905941705 | 30 905941705 BREAKER,CRCT,MC,600V,ABS ... | 30 905941705 BREAKER,CRCT,MC,600V,ABS POLE,150A,#262A | 8 | ALLRFPs\Saudi Energy\SEC RFP-C001686172\downloaded-rfp\SEC RFP-C001686172.xls
Saudi Energy | SEC RFP-C001686172 | 901120902 | 40 901120902 RING,BULK NOUN: | 40 901120902 RING,BULK NOUN: | 1 | ALLRFPs\Saudi Energy\SEC RFP-C001686172\downloaded-rfp\SEC RFP-C001686172.xls
Saudi Energy | SEC RFP-C001686172 | 901120846 | 50 901120846 PLUG,BULK NOUN: | 50 901120846 PLUG,BULK NOUN: | 20 | ALLRFPs\Saudi Energy\SEC RFP-C001686172\downloaded-rfp\SEC RFP-C001686172.xls
Saudi Energy | SEC RFP-C001686172 | 901326936 | 60 901326936 RELAY:MULTIFUNCTION,BREAK... | 60 901326936 RELAY:MULTIFUNCTION,BREAKER BUS MANAGEME | 3 | ALLRFPs\Saudi Energy\SEC RFP-C001686172\downloaded-rfp\SEC RFP-C001686172.xls
Saudi Energy | SEC RFP-C001686172 | 901101945 | 70 901101945 BLADDER,ACCUM,2100 MM HT ... | 70 901101945 BLADDER,ACCUM,2100 MM HT X 530 MM DIA,#6 | 2 | ALLRFPs\Saudi Energy\SEC RFP-C001686172\downloaded-rfp\SEC RFP-C001686172.xls
Saudi Energy | SEC RFP-C001686172 | 905641465 | 80 905641465 SCREW,CAP,STL,1-7/8 IN DI... | 80 905641465 SCREW,CAP,STL,1-7/8 IN DIA,8 TPI,4IN LG | 32 | ALLRFPs\Saudi Energy\SEC RFP-C001686172\downloaded-rfp\SEC RFP-C001686172.xls
Saudi Energy | SEC RFP-C001686172 | 901121249 | 90 901121249 BRACKET,BULK NOUN: | 90 901121249 BRACKET,BULK NOUN: | 2 | ALLRFPs\Saudi Energy\SEC RFP-C001686172\downloaded-rfp\SEC RFP-C001686172.xls
Saudi Energy | SEC RFP-C001686708 | 901400754 | 10 901400754 PUMP,CNTRFGL,460 GPM,1 ST... | 10 901400754 PUMP,CNTRFGL,460 GPM,1 STG,269 HD,#7011V | 1 | ALLRFPs\Saudi Energy\SEC RFP-C001686708\downloaded-rfp\SEC RFP-C001686708.xls
Saudi Energy | SEC RFP-C001686708 | 901400343 | 20 901400343 PUMP,CNTRFGL,460 GPM,292 ... | 20 901400343 PUMP,CNTRFGL,460 GPM,292 FT HD,#351A9557 | 1 | ALLRFPs\Saudi Energy\SEC RFP-C001686708\downloaded-rfp\SEC RFP-C001686708.xls
Saudi Energy | SEC RFP-C001686708 | 901401033 | 30 901401033 DIVIDER,FLOW,160 GPM FR,#... | 30 901401033 DIVIDER,FLOW,160 GPM FR,#295A9400P015312 | 1 | ALLRFPs\Saudi Energy\SEC RFP-C001686708\downloaded-rfp\SEC RFP-C001686708.xls
Saudi Energy | SEC RFP-C001686708 | 901400412 | 40 901400412 CABLE:IGNITION,1/2 IN DIA... | 40 901400412 CABLE:IGNITION,1/2 IN DIA X 32 FT LG,BRA | 6 | ALLRFPs\Saudi Energy\SEC RFP-C001686708\downloaded-rfp\SEC RFP-C001686708.xls
Saudi Energy | SEC RFP-C001686708 | 905890995 | 50 905890995 BOLT,MACH,STL,5 MM DIA,20... | 50 905890995 BOLT,MACH,STL,5 MM DIA,20MM LG,0.8 MM | 30 | ALLRFPs\Saudi Energy\SEC RFP-C001686708\downloaded-rfp\SEC RFP-C001686708.xls
Saudi Energy | SEC RFP-C001687692 | 905943813 | 10 905943813 GRIP,GUY WIRE,HDGS,#BG211... | 10 905943813 GRIP,GUY WIRE,HDGS,#BG2116 | 960 | ALLRFPs\Saudi Energy\SEC RFP-C001687692\downloaded-rfp\SEC RFP-C001687692.xls
Saudi Energy | SEC RFP-C001687692 | 904507135 | 20 904507135 TURNBUCKLE:ADJUSTING,EYE ... | 20 904507135 TURNBUCKLE:ADJUSTING,EYE ENDS,7/8 IN SHA | 55 | ALLRFPs\Saudi Energy\SEC RFP-C001687692\downloaded-rfp\SEC RFP-C001687692.xls
Saudi Energy | SEC RFP-C001688701 | 909302061 | 10 909302061 GRIP:TOOL,FITS 1/2IN AND ... | 10 909302061 GRIP:TOOL,FITS 1/2IN AND 7/16IN KERNMANT | 20 | ALLRFPs\Saudi Energy\SEC RFP-C001688701\downloaded-rfp\SEC RFP-C001688701.xls
Saudi Energy | SEC RFP-C001688701 | 909302069 | 20 909302069 SLING,WEB,20 KN,LOOP PRUS... | 20 909302069 SLING,WEB,20 KN,LOOP PRUSIKS,8 MM DIA WD | 20 | ALLRFPs\Saudi Energy\SEC RFP-C001688701\downloaded-rfp\SEC RFP-C001688701.xls
Saudi Energy | SEC RFP-C001688701 | 909302016 | 30 909302016 CARABINER,OPENING GATE CO... | 30 909302016 CARABINER,OPENING GATE CONNECTOR,STL,#37 | 20 | ALLRFPs\Saudi Energy\SEC RFP-C001688701\downloaded-rfp\SEC RFP-C001688701.xls
Saudi Energy | SEC RFP-C001688701 | 909302017 | 40 909302017 KIT,RESCUE SET | 40 909302017 KIT,RESCUE SET | 20 | ALLRFPs\Saudi Energy\SEC RFP-C001688701\downloaded-rfp\SEC RFP-C001688701.xls
Saudi Energy | SEC RFP-C001688701 | 909302018 | 50 909302018 PLATE,ANCHOR PLATE,7/8 IN... | 50 909302018 PLATE,ANCHOR PLATE,7/8 IN (22 MM) AND 2 | 20 | ALLRFPs\Saudi Energy\SEC RFP-C001688701\downloaded-rfp\SEC RFP-C001688701.xls
Saudi Energy | SEC RFP-C001688701 | 909302023 | 60 909302023 DEVICE,RESCUE DESCENDER,L... | 60 909302023 DEVICE,RESCUE DESCENDER,LOWERS HEAVY LOA | 20 | ALLRFPs\Saudi Energy\SEC RFP-C001688701\downloaded-rfp\SEC RFP-C001688701.xls
Saudi Energy | SEC RFP-C001688701 | 909302022 | 70 909302022 SLING,WEB,NYL,8900 LB,END... | 70 909302022 SLING,WEB,NYL,8900 LB,ENDLESS,1 IN WD,#3 | 20 | ALLRFPs\Saudi Energy\SEC RFP-C001688701\downloaded-rfp\SEC RFP-C001688701.xls
Saudi Energy | SEC RFP-C001688701 | 909302025 | 80 909302025 DEVICE,MILLER MANUAL DESC... | 80 909302025 DEVICE,MILLER MANUAL DESCENT DEVICE,WORK | 20 | ALLRFPs\Saudi Energy\SEC RFP-C001688701\downloaded-rfp\SEC RFP-C001688701.xls
Saudi Energy | SEC RFP-C001688701 | 909302024 | 90 909302024 ROPE:FIBER,1/2 IN DIA,150... | 90 909302024 ROPE:FIBER,1/2 IN DIA,150 FT LG,POLYESTE | 500 | ALLRFPs\Saudi Energy\SEC RFP-C001688701\downloaded-rfp\SEC RFP-C001688701.xls
Saudi Energy | SEC RFP-C001688701 | 909302021 | 100 909302021 KIT,RESCUE SET | 100 909302021 KIT,RESCUE SET | 20 | ALLRFPs\Saudi Energy\SEC RFP-C001688701\downloaded-rfp\SEC RFP-C001688701.xls
Saudi Energy | SEC RFP-C001688701 | 909302068 | 110 909302068 HOOK,LOAD RATED,STL,5000 ... | 110 909302068 HOOK,LOAD RATED,STL,5000 LBS | 20 | ALLRFPs\Saudi Energy\SEC RFP-C001688701\downloaded-rfp\SEC RFP-C001688701.xls
Saudi Energy | SEC RFP-C001688701 | 909302072 | 120 909302072 ROPE,FIBER:1/2 IN,1M,100 ... | 120 909302072 ROPE,FIBER:1/2 IN,1M,100 PERCNET NYLON,C | 1,000 | ALLRFPs\Saudi Energy\SEC RFP-C001688701\downloaded-rfp\SEC RFP-C001688701.xls
Saudi Energy | SEC RFP-C001688701 | 909302020 | 130 909302020 ROPE:FIBER,1/2 IN DIA,100... | 130 909302020 ROPE:FIBER,1/2 IN DIA,100 M LG,100 PERCN | 1,000 | ALLRFPs\Saudi Energy\SEC RFP-C001688701\downloaded-rfp\SEC RFP-C001688701.xls
Saudi Energy | SEC RFP-C001689843 | 902007035 | 10 902007035 TRIPPER:ELECTROMECHANICAL... | 10 902007035 TRIPPER:ELECTROMECHANICAL,CIRCUIT BREAKE | 8 | ALLRFPs\Saudi Energy\SEC RFP-C001689843\downloaded-rfp\SEC RFP-C001689843.xls
Saudi Energy | SEC RFP-C001689843 | 901100592 | 20 901100592 TRIPPER,CB,#SRPE100A70TRI... | 20 901100592 TRIPPER,CB,#SRPE100A70TRIPPER | 15 | ALLRFPs\Saudi Energy\SEC RFP-C001689843\downloaded-rfp\SEC RFP-C001689843.xls
Saudi Energy | SEC RFP-C001689843 | 902003704 | 30 902003704 TRIPPER:ELECTROMECHANICAL... | 30 902003704 TRIPPER:ELECTROMECHANICAL,CIRCUIT BREAKE | 5 | ALLRFPs\Saudi Energy\SEC RFP-C001689843\downloaded-rfp\SEC RFP-C001689843.xls
Saudi Energy | SEC RFP-C001689843 | 902502597 | 40 902502597 TRIPPER:ELECTROMECHANICAL... | 40 902502597 TRIPPER:ELECTROMECHANICAL,CIRCUIT BREAKE | 10 | ALLRFPs\Saudi Energy\SEC RFP-C001689843\downloaded-rfp\SEC RFP-C001689843.xls
Saudi Energy | SEC RFP-C001689843 | 905548471 | 50 905548471 TRIPPER:ELECTROMECHANICAL... | 50 905548471 TRIPPER:ELECTROMECHANICAL,CIRCUIT BREAKE | 6 | ALLRFPs\Saudi Energy\SEC RFP-C001689843\downloaded-rfp\SEC RFP-C001689843.xls
Saudi Energy | SEC RFP-C001689843 | 905840245 | 60 905840245 TRIPPER:ELECTROMECHANICAL... | 60 905840245 TRIPPER:ELECTROMECHANICAL,CIRCUIT BREAKE | 2 | ALLRFPs\Saudi Energy\SEC RFP-C001689843\downloaded-rfp\SEC RFP-C001689843.xls
Saudi Energy | SEC RFP-C001689843 | 905846266 | 70 905846266 TRIPPER:ELECTROMECHANICAL... | 70 905846266 TRIPPER:ELECTROMECHANICAL,CIRCUIT BREAKE | 1 | ALLRFPs\Saudi Energy\SEC RFP-C001689843\downloaded-rfp\SEC RFP-C001689843.xls
Saudi Energy | SEC RFP-C001689843 | 901212633 | 80 901212633 CABLE:IGNITION,10 M LG,RB... | 80 901212633 CABLE:IGNITION,10 M LG,RBR BRAIDED STL,S | 3 | ALLRFPs\Saudi Energy\SEC RFP-C001689843\downloaded-rfp\SEC RFP-C001689843.xls
Saudi Energy | SEC RFP-C001689846 | 905897049 | 10 905897049 SUPPORT,TRANSITION PIECE,... | 10 905897049 SUPPORT,TRANSITION PIECE,SSTL,170 MM WD | 18 | ALLRFPs\Saudi Energy\SEC RFP-C001689846\downloaded-rfp\SEC RFP-C001689846.xls
Saudi Energy | SEC RFP-C001689846 | 902465418 | 20 902465418 SEAL,BULK NOUN:STL/RUBBER... | 20 902465418 SEAL,BULK NOUN:STL/RUBBER,SELF CLEANING | 6 | ALLRFPs\Saudi Energy\SEC RFP-C001689846\downloaded-rfp\SEC RFP-C001689846.xls
Saudi Energy | SEC RFP-C001689846 | 901212636 | 30 901212636 MUFFLER:SILENCER,81 MM LG... | 30 901212636 MUFFLER:SILENCER,81 MM LG,27 MM MNPT INL | 8 | ALLRFPs\Saudi Energy\SEC RFP-C001689846\downloaded-rfp\SEC RFP-C001689846.xls
Saudi Energy | SEC RFP-C001689846 | 901365844 | 40 901365844 CABLE,INSTRUMENTATION:TEM... | 40 901365844 CABLE,INSTRUMENTATION:TEMPRATURE PROCESS | 520 | ALLRFPs\Saudi Energy\SEC RFP-C001689846\downloaded-rfp\SEC RFP-C001689846.xls
Saudi Energy | SEC RFP-C001689846 | 905782685 | 50 905782685 PLUG,USB PORT BLOCKER,BLU... | 50 905782685 PLUG,USB PORT BLOCKER,BLUE,SERVERS AND S | 8 | ALLRFPs\Saudi Energy\SEC RFP-C001689846\downloaded-rfp\SEC RFP-C001689846.xls
Saudi Energy | SEC RFP-C001690335 - 6001690335 | 905519624 | 10 905519624 CABLE,ELEC,CU,XLPE,500SQM... | 10 905519624 CABLE,ELEC,CU,XLPE,500SQMM,1 | 1,000 | ALLRFPs\Saudi Energy\SEC RFP-C001690335 - 6001690335\downloaded-rfp\SEC RFP-C001690335 - 6001690335.xls
Saudi Energy | SEC RFP-C001690335 - 6001690335 | 903384881 | 20 903384881 CBL:ELEC,CU,XLPE,630 SQMM... | 20 903384881 CBL:ELEC,CU,XLPE,630 SQMM,1C,MULTI STRAN | 1,000 | ALLRFPs\Saudi Energy\SEC RFP-C001690335 - 6001690335\downloaded-rfp\SEC RFP-C001690335 - 6001690335.xls
Saudi Energy | SEC RFP-C001690335 - 6001690335 | 903384880 | 30 903384880 CBL:ELEC,CU,XLPE,1000 SQM... | 30 903384880 CBL:ELEC,CU,XLPE,1000 SQMM,1C,MULTI STRA | 1,000 | ALLRFPs\Saudi Energy\SEC RFP-C001690335 - 6001690335\downloaded-rfp\SEC RFP-C001690335 - 6001690335.xls
Saudi Energy | SEC RFP-C001690335 - 6001690335 | 905737967 | 40 905737967 CABLE,ELEC,CU,XLEP,1200SQ... | 40 905737967 CABLE,ELEC,CU,XLEP,1200SQMM,1,SEG STRAND | 1,000 | ALLRFPs\Saudi Energy\SEC RFP-C001690335 - 6001690335\downloaded-rfp\SEC RFP-C001690335 - 6001690335.xls
Saudi Energy | SEC RFP-C001690335 - 6001690335 | 905776261 | 50 905776261 CABLE,ELEC,CU,XLPE,2000 S... | 50 905776261 CABLE,ELEC,CU,XLPE,2000 SQMM,1,#1X2000MM | 1,500 | ALLRFPs\Saudi Energy\SEC RFP-C001690335 - 6001690335\downloaded-rfp\SEC RFP-C001690335 - 6001690335.xls
Saudi Energy | SEC RFP-C001690829 - 6001690829 | 904206582 | 10 904206582 CABLE,ELEC,CU,XLPE,630SQM... | 10 904206582 CABLE,ELEC,CU,XLPE,630SQMM,1,#HC3YNA1630 | 5,000 | ALLRFPs\Saudi Energy\SEC RFP-C001690829 - 6001690829\downloaded-rfp\SEC RFP-C001690829 - 6001690829.xls
Saudi Energy | SEC RFP-C001690829 - 6001690829 | 904206583 | 20 904206583 CABLE,ELEC,CU,XLPE,500SQM... | 20 904206583 CABLE,ELEC,CU,XLPE,500SQMM,1,#HC3YNA1500 | 5,000 | ALLRFPs\Saudi Energy\SEC RFP-C001690829 - 6001690829\downloaded-rfp\SEC RFP-C001690829 - 6001690829.xls
Saudi Energy | SEC RFP-C001690829 - 6001690829 | 904206581 | 30 904206581 CABLE,ELEC,CU,LPOF,630SQM... | 30 904206581 CABLE,ELEC,CU,LPOF,630SQMM,1,#53464 | 1,500 | ALLRFPs\Saudi Energy\SEC RFP-C001690829 - 6001690829\downloaded-rfp\SEC RFP-C001690829 - 6001690829.xls
Saudi Energy | SEC RFP-C001690836 | 909202634 | 10 909202634 CABLE,HEAT TRACE,240 VAC,... | 10 909202634 CABLE,HEAT TRACE,240 VAC,18.40 WATTS,CU | 1,000 | ALLRFPs\Saudi Energy\SEC RFP-C001690836\downloaded-rfp\SEC RFP-C001690836.xls
Saudi Energy | SEC RFP-C001691162 | 905849994 | 10 905849994 STAND:MOUNTING | 10 905849994 STAND:MOUNTING | 2 | ALLRFPs\Saudi Energy\SEC RFP-C001691162\downloaded-rfp\SEC RFP-C001691162.xls
Saudi Energy | SEC RFP-C001691163 | 905890616 | 10 905890616 INDICATOR:DEFLECTION,1-31... | 10 905890616 INDICATOR:DEFLECTION,1-31/32 IN WD X 2-2 | 3 | ALLRFPs\Saudi Energy\SEC RFP-C001691163\downloaded-rfp\SEC RFP-C001691163.xls
Saudi Energy | SEC RFP-C001691163 | 905849994 | 20 905849994 STAND:MOUNTING/SUPPORTING... | 20 905849994 STAND:MOUNTING/SUPPORTING,UNIVERSAL MAGN | 7 | ALLRFPs\Saudi Energy\SEC RFP-C001691163\downloaded-rfp\SEC RFP-C001691163.xls
Saudi Energy | SEC RFP-C001691163 | 905902283 | 30 905902283 INDICATOR:DEFLECTION,2-1/... | 30 905902283 INDICATOR:DEFLECTION,2-1/4 IN DIA,0 TO 1 | 7 | ALLRFPs\Saudi Energy\SEC RFP-C001691163\downloaded-rfp\SEC RFP-C001691163.xls
Saudi Energy | SEC RFP-C001691163 | 905902437 | 40 905902437 LEVER, | 40 905902437 LEVER, | 4 | ALLRFPs\Saudi Energy\SEC RFP-C001691163\downloaded-rfp\SEC RFP-C001691163.xls
Saudi Energy | SEC RFP-C001691163 | 905849846 | 50 905849846 HOIST:CHAIN,RACHET LEVER,... | 50 905849846 HOIST:CHAIN,RACHET LEVER,1.6 TON CAPACIT | 4 | ALLRFPs\Saudi Energy\SEC RFP-C001691163\downloaded-rfp\SEC RFP-C001691163.xls
Saudi Energy | SEC RFP-C001691163 | 905850250 | 60 905850250 CHAIN,LOAD RATED,2 TON,3 ... | 60 905850250 CHAIN,LOAD RATED,2 TON,3 M LG,#SITACOREF | 2 | ALLRFPs\Saudi Energy\SEC RFP-C001691163\downloaded-rfp\SEC RFP-C001691163.xls
Saudi Energy | SEC RFP-C001691163 | 905849884 | 70 905849884 DRILL,PWR,350 W 220 VAC,0... | 70 905849884 DRILL,PWR,350 W 220 VAC,0 TO 1200 RPM | 1 | ALLRFPs\Saudi Energy\SEC RFP-C001691163\downloaded-rfp\SEC RFP-C001691163.xls
Saudi Energy | SEC RFP-C001691163 | 905849887 | 80 905849887 HANDHOLE,#P80HANDHOLE | 80 905849887 HANDHOLE,#P80HANDHOLE | 4 | ALLRFPs\Saudi Energy\SEC RFP-C001691163\downloaded-rfp\SEC RFP-C001691163.xls
Saudi Energy | SEC RFP-C001691163 | 905920530 | 90 905920530 REEL,HOSE,18 METER WITH 3... | 90 905920530 REEL,HOSE,18 METER WITH 3/8 IN HOSE REEL | 2 | ALLRFPs\Saudi Energy\SEC RFP-C001691163\downloaded-rfp\SEC RFP-C001691163.xls
Saudi Energy | SEC RFP-C001691163 | 905849752 | 100 905849752 INDICATOR:DEFLECTION,1 IN | 100 905849752 INDICATOR:DEFLECTION,1 IN | 3 | ALLRFPs\Saudi Energy\SEC RFP-C001691163\downloaded-rfp\SEC RFP-C001691163.xls
Saudi Energy | SEC RFP-C001691866 | 905678523 | 10 905678523 KIT,110 KV DOUBLE CIRCUIT... | 10 905678523 KIT,110 KV DOUBLE CIRCUIT OHTL,JUMBER SU | 3 | ALLRFPs\Saudi Energy\SEC RFP-C001691866\downloaded-rfp\SEC RFP-C001691866.xls
Saudi Energy | SEC RFP-C001691866 | 905562235 | 20 905562235 CLAMP,STRAIN,AL ALLOY,816... | 20 905562235 CLAMP,STRAIN,AL ALLOY,8160 KG | 50 | ALLRFPs\Saudi Energy\SEC RFP-C001691866\downloaded-rfp\SEC RFP-C001691866.xls
Saudi Energy | SEC RFP-C001691866 | 905562237 | 30 905562237 CONDUCTOR:ELECTRICAL,AAAC... | 30 905562237 CONDUCTOR:ELECTRICAL,AAAC,300 SQMM,61 | 8,000 | ALLRFPs\Saudi Energy\SEC RFP-C001691866\downloaded-rfp\SEC RFP-C001691866.xls
Saudi Energy | SEC RFP-C001691866 | 905562236 | 40 905562236 CONN,ELEC,SLV,TENSION,AA ... | 40 905562236 CONN,ELEC,SLV,TENSION,AA BODY,AL CNDCTR | 100 | ALLRFPs\Saudi Energy\SEC RFP-C001691866\downloaded-rfp\SEC RFP-C001691866.xls
Saudi Energy | SEC RFP-C001691866 | 905565233 | 50 905565233 CLAMP,STRAIN,AL ALLOY,127... | 50 905565233 CLAMP,STRAIN,AL ALLOY,12750 KG | 50 | ALLRFPs\Saudi Energy\SEC RFP-C001691866\downloaded-rfp\SEC RFP-C001691866.xls
Saudi Energy | SEC RFP-C001692298 | 905840678 | 10 905840678 CIRCUIT:CONTROL,CURRENT L... | 10 905840678 CIRCUIT:CONTROL,CURRENT LIMIT ALARM WITH | 2 | ALLRFPs\Saudi Energy\SEC RFP-C001692298\downloaded-rfp\SEC RFP-C001692298.xls
Saudi Energy | SEC RFP-C001692298 | 905896942 | 20 905896942 WIRE:THERMOCOUPLE,18 AWG,... | 20 905896942 WIRE:THERMOCOUPLE,18 AWG,7 STRANDED,CHRO | 400 | ALLRFPs\Saudi Energy\SEC RFP-C001692298\downloaded-rfp\SEC RFP-C001692298.xls
Saudi Energy | SEC RFP-C001692298 | 902013690 | 30 902013690 RING,RETAINING,EXTERNAL S... | 30 902013690 RING,RETAINING,EXTERNAL SPIRAL,2-1/16 IN | 1 | ALLRFPs\Saudi Energy\SEC RFP-C001692298\downloaded-rfp\SEC RFP-C001692298.xls
Saudi Energy | SEC RFP-C001692314 - 6001692314 | 903111003 | 10 903111003 CABLE,ELE,0.6/1KV,CU,1C,1... | 10 903111003 CABLE,ELE,0.6/1KV,CU,1C,120SQMM,PVC | 5,000 | ALLRFPs\Saudi Energy\SEC RFP-C001692314 - 6001692314\downloaded-rfp\SEC RFP-C001692314 - 6001692314.xls
Saudi Energy | SEC RFP-C001693420 | 905554893 | 10 905554893 CABLE,ELEC,CU,XLPE,35/16 ... | 10 905554893 CABLE,ELEC,CU,XLPE,35/16 SQMM,4C,#ENHB55 | 1,000 | ALLRFPs\Saudi Energy\SEC RFP-C001693420\downloaded-rfp\SEC RFP-C001693420.xls
Saudi Energy | SEC RFP-C001694726 | 905694829 | 10 905694829 STAND:MOUNTING/SUPPORTING... | 10 905694829 STAND:MOUNTING/SUPPORTING,DIAL TEST INDI | 3 | ALLRFPs\Saudi Energy\SEC RFP-C001694726\downloaded-rfp\SEC RFP-C001694726.xls
Saudi Energy | SEC RFP-C001694726 | 905694830 | 20 905694830 STAND:MOUNTING/SUPPORTING... | 20 905694830 STAND:MOUNTING/SUPPORTING,DIAL TEST INDI | 3 | ALLRFPs\Saudi Energy\SEC RFP-C001694726\downloaded-rfp\SEC RFP-C001694726.xls
Saudi Energy | SEC RFP-C001695709 | 905742453 | 10 905742453 ANGLE,STRUCTURAL,1-3/4 IN... | 10 905742453 ANGLE,STRUCTURAL,1-3/4 IN (44.45 MM),20 | 10 | ALLRFPs\Saudi Energy\SEC RFP-C001695709\downloaded-rfp\SEC RFP-C001695709.xls
Saudi Energy | SEC RFP-C001696228 | 901122984 | 10 901122984 VALVE,BTRFL,CARBON STEEL ... | 10 901122984 VALVE,BTRFL,CARBON STEEL BODY,4 INCH,#35 | 6 | ALLRFPs\Saudi Energy\SEC RFP-C001696228\downloaded-rfp\SEC RFP-C001696228.xls
Saudi Energy | SEC RFP-C001696228 | 901103855 | 20 901103855 VALVE,PURGE,LIQUID FUEL,1... | 20 901103855 VALVE,PURGE,LIQUID FUEL,1 IN,3-WAY,0 TO | 3 | ALLRFPs\Saudi Energy\SEC RFP-C001696228\downloaded-rfp\SEC RFP-C001696228.xls
Saudi Energy | SEC RFP-C001696228 | 901122549 | 40 901122549 VALVE,CHECK,#112T6615P000... | 40 901122549 VALVE,CHECK,#112T6615P0001 | 4 | ALLRFPs\Saudi Energy\SEC RFP-C001696228\downloaded-rfp\SEC RFP-C001696228.xls
Saudi Energy | SEC RFP-C001696228 | 901147855 | 50 901147855 VALVE,CHECK,SPRING LOADED... | 50 901147855 VALVE,CHECK,SPRING LOADED,0.375 INCH,#SS | 6 | ALLRFPs\Saudi Energy\SEC RFP-C001696228\downloaded-rfp\SEC RFP-C001696228.xls
Saudi Energy | SEC RFP-C001696228 | 901122925 | 60 901122925 BOARD,TERM,CRCT,CONN,#104... | 60 901122925 BOARD,TERM,CRCT,CONN,#104X154AA006 | 4 | ALLRFPs\Saudi Energy\SEC RFP-C001696228\downloaded-rfp\SEC RFP-C001696228.xls
Saudi Energy | SEC RFP-C001696228 | 904301886 | 70 904301886 RELAY:GP,10 A 120 VAC, 5 ... | 70 904301886 RELAY:GP,10 A 120 VAC, 5 A 30 VDC,120 VA | 1 | ALLRFPs\Saudi Energy\SEC RFP-C001696228\downloaded-rfp\SEC RFP-C001696228.xls
Saudi Energy | SEC RFP-C001696228 | 902003596 | 80 902003596 RELAY:GP,240 VAC 10 A,3NO... | 80 902003596 RELAY:GP,240 VAC 10 A,3NO3NC,120 VAC 60 | 3 | ALLRFPs\Saudi Energy\SEC RFP-C001696228\downloaded-rfp\SEC RFP-C001696228.xls
Saudi Energy | SEC RFP-C001696228 | 901221967 | 90 901221967 PROBE,#115T5041P0006 | 90 901221967 PROBE,#115T5041P0006 | 1 | ALLRFPs\Saudi Energy\SEC RFP-C001696228\downloaded-rfp\SEC RFP-C001696228.xls
Saudi Energy | SEC RFP-C001696228 | 901147392 | 100 901147392 SENSOR,GT HAZ GAS SYSTEM,... | 100 901147392 SENSOR,GT HAZ GAS SYSTEM,0100 PERCENT (0 | 4 | ALLRFPs\Saudi Energy\SEC RFP-C001696228\downloaded-rfp\SEC RFP-C001696228.xls
Saudi Energy | SEC RFP-C001696228 | 905941615 | 110 905941615 RELAY:GP,12 A,2NO2NC,125 ... | 110 905941615 RELAY:GP,12 A,2NO2NC,125 VDC,FINE SILVER | 3 | ALLRFPs\Saudi Energy\SEC RFP-C001696228\downloaded-rfp\SEC RFP-C001696228.xls
Saudi Energy | SEC RFP-C001696228 | 901122476 | 120 901122476 CABLE:INSTRUMENTATION, | 120 901122476 CABLE:INSTRUMENTATION, | 6 | ALLRFPs\Saudi Energy\SEC RFP-C001696228\downloaded-rfp\SEC RFP-C001696228.xls
Saudi Energy | SEC RFP-C001696228 | 901103226 | 130 901103226 CABLE:INSTRUMENTATION,37 ... | 130 901103226 CABLE:INSTRUMENTATION,37 CONDUCTOR CABLE | 6 | ALLRFPs\Saudi Energy\SEC RFP-C001696228\downloaded-rfp\SEC RFP-C001696228.xls
Saudi Energy | SEC RFP-C001696228 | 908116005 | 140 908116005 CABLE:INSTRUMENTATION,FIR... | 140 908116005 CABLE:INSTRUMENTATION,FIRE DETECTOR,3 MM | 1 | ALLRFPs\Saudi Energy\SEC RFP-C001696228\downloaded-rfp\SEC RFP-C001696228.xls
Saudi Energy | SEC RFP-C001696228 | 901103225 | 150 901103225 CABLE:INSTRUMENTATION,RIB... | 150 901103225 CABLE:INSTRUMENTATION,RIBBON CABLE 6 IN | 6 | ALLRFPs\Saudi Energy\SEC RFP-C001696228\downloaded-rfp\SEC RFP-C001696228.xls
Saudi Energy | SEC RFP-C001696228 | 901103223 | 160 901103223 CABLE:INSTRUMENTATION,TC ... | 160 901103223 CABLE:INSTRUMENTATION,TC CABLE,NAVISTAR | 6 | ALLRFPs\Saudi Energy\SEC RFP-C001696228\downloaded-rfp\SEC RFP-C001696228.xls
Saudi Energy | SEC RFP-C001696228 | 902509592 | 170 902509592 PICK-UP:MAGNETIC,TURB SPE... | 170 902509592 PICK-UP:MAGNETIC,TURB SPEED | 5 | ALLRFPs\Saudi Energy\SEC RFP-C001696228\downloaded-rfp\SEC RFP-C001696228.xls
Saudi Energy | SEC RFP-C001696228 | 901122973 | 180 901122973 RELAY,INTERPOSING: | 180 901122973 RELAY,INTERPOSING: | 1 | ALLRFPs\Saudi Energy\SEC RFP-C001696228\downloaded-rfp\SEC RFP-C001696228.xls
Saudi Energy | SEC RFP-C001696228 | 909100395 | 190 909100395 FUSE: | 190 909100395 FUSE: | 10 | ALLRFPs\Saudi Energy\SEC RFP-C001696228\downloaded-rfp\SEC RFP-C001696228.xls
Saudi Energy | SEC RFP-C001696228 | 902509645 | 200 902509645 PLUG,SPARK PLUG, SPRING P... | 200 902509645 PLUG,SPARK PLUG, SPRING POSITION,GAS TUR | 5 | ALLRFPs\Saudi Energy\SEC RFP-C001696228\downloaded-rfp\SEC RFP-C001696228.xls
Saudi Energy | SEC RFP-C001696228 | 901303491 | 210 901303491 WIRE:THERMOCOUPLE,16 AWG,... | 210 901303491 WIRE:THERMOCOUPLE,16 AWG,15 M LG,INSULAT | 6 | ALLRFPs\Saudi Energy\SEC RFP-C001696228\downloaded-rfp\SEC RFP-C001696228.xls
Saudi Energy | SEC RFP-C001696228 | 902508502 | 220 902508502 CORD,COMM,#PDMC10SS50P06I... | 220 902508502 CORD,COMM,#PDMC10SS50P06IN | 6 | ALLRFPs\Saudi Energy\SEC RFP-C001696228\downloaded-rfp\SEC RFP-C001696228.xls
Saudi Energy | SEC RFP-C001696228 | 905938915 | 230 905938915 RELAY,LOCK-OUT,HAND,20NO2... | 230 905938915 RELAY,LOCK-OUT,HAND,20NO20NC,40P1T,#78PA | 3 | ALLRFPs\Saudi Energy\SEC RFP-C001696228\downloaded-rfp\SEC RFP-C001696228.xls
Saudi Energy | SEC RFP-C001696271 | 902008769 | 10 902008769 CABLE:IGNITION,10 MM DIA ... | 10 902008769 CABLE:IGNITION,10 MM DIA X 8 M LG,RBR BR | 8 | ALLRFPs\Saudi Energy\SEC RFP-C001696271\downloaded-rfp\SEC RFP-C001696271.xls
Saudi Energy | SEC RFP-C001696271 | 902017114 | 20 902017114 CONVERTER:TORQUE,GAS TURB... | 20 902017114 CONVERTER:TORQUE,GAS TURBINE,449 KW,3545 | 2 | ALLRFPs\Saudi Energy\SEC RFP-C001696271\downloaded-rfp\SEC RFP-C001696271.xls
Saudi Energy | SEC RFP-C001696296 | 901239001 | 10 901239001 COUPLING,SHAFT,STL,#302A7... | 10 901239001 COUPLING,SHAFT,STL,#302A7695P001 | 2 | ALLRFPs\Saudi Energy\SEC RFP-C001696296\downloaded-rfp\SEC RFP-C001696296.xls
Saudi Energy | SEC RFP-C001696296 | 901239217 | 20 901239217 COUPLING,SHAFT,STL,62 MM ... | 20 901239217 COUPLING,SHAFT,STL,62 MM BORE,106 MM OD | 2 | ALLRFPs\Saudi Energy\SEC RFP-C001696296\downloaded-rfp\SEC RFP-C001696296.xls
Saudi Energy | SEC RFP-C001696296 | 901215099 | 30 901215099 CALIBRATOR,HART COMMUNICA... | 30 901215099 CALIBRATOR,HART COMMUNICATOR,4 TO 20 MA | 1 | ALLRFPs\Saudi Energy\SEC RFP-C001696296\downloaded-rfp\SEC RFP-C001696296.xls
Saudi Energy | SEC RFP-C001696296 | 901235424 | 40 901235424 CABLE:IGNITION,10 M LG,RB... | 40 901235424 CABLE:IGNITION,10 M LG,RBR BRAIDED STL,S | 1 | ALLRFPs\Saudi Energy\SEC RFP-C001696296\downloaded-rfp\SEC RFP-C001696296.xls
Saudi Energy | SEC RFP-C001698569 - 6001698569 | 904207050 | 10 904207050 CABLE,ELEC,CU,XLPE,800 SQ... | 10 904207050 CABLE,ELEC,CU,XLPE,800 SQMM,1,#380C0800M | 5,000 | ALLRFPs\Saudi Energy\SEC RFP-C001698569 - 6001698569\downloaded-rfp\SEC RFP-C001698569 - 6001698569.xls
Saudi Energy | SEC RFP-C001698569 - 6001698569 | 904010061 | 20 904010061 CABLE,ELEC,CU,XLPE,630SQM... | 20 904010061 CABLE,ELEC,CU,XLPE,630SQMM,1,#LSGS11PC01 | 2,000 | ALLRFPs\Saudi Energy\SEC RFP-C001698569 - 6001698569\downloaded-rfp\SEC RFP-C001698569 - 6001698569.xls
Saudi Energy | SEC RFP-C001698569 - 6001698569 | 904202124 | 30 904202124 CABLE,ELEC,CU,XLPE,1000SQ... | 30 904202124 CABLE,ELEC,CU,XLPE,1000SQMM,1,63 STRAND | 3,000 | ALLRFPs\Saudi Energy\SEC RFP-C001698569 - 6001698569\downloaded-rfp\SEC RFP-C001698569 - 6001698569.xls
Saudi Energy | SEC RFP-C001698609 | 905883517 | 10 905883517 KIT,BOWL AND HEAD,FUEL SE... | 10 905883517 KIT,BOWL AND HEAD,FUEL SEPARATOR,SEALING | 16 | ALLRFPs\Saudi Energy\SEC RFP-C001698609\downloaded-rfp\SEC RFP-C001698609.xls
Saudi Energy | SEC RFP-C001698609 | 901215503 | 20 901215503 PLATE,LOCKING,SS | 20 901215503 PLATE,LOCKING,SS | 90 | ALLRFPs\Saudi Energy\SEC RFP-C001698609\downloaded-rfp\SEC RFP-C001698609.xls
Saudi Energy | SEC RFP-C001698609 | 902010346 | 30 902010346 PLATE,END SEAL,GAS TURBIN... | 30 902010346 PLATE,END SEAL,GAS TURBINE,20 MM WD X 11 | 30 | ALLRFPs\Saudi Energy\SEC RFP-C001698609\downloaded-rfp\SEC RFP-C001698609.xls
Saudi Energy | SEC RFP-C001698609 | 905920075 | 40 905920075 GLAND,CBL,60IP55 STANDARD... | 40 905920075 GLAND,CBL,60IP55 STANDARD/SPECIFICATION | 1 | ALLRFPs\Saudi Energy\SEC RFP-C001698609\downloaded-rfp\SEC RFP-C001698609.xls
Saudi Energy | SEC RFP-C001698609 | 902507680 | 50 902507680 SUPPORT,TRANSITION PIECE,... | 50 902507680 SUPPORT,TRANSITION PIECE,STL,(20 MM X 38 | 30 | ALLRFPs\Saudi Energy\SEC RFP-C001698609\downloaded-rfp\SEC RFP-C001698609.xls
Saudi Energy | SEC RFP-C001698609 | 901203031 | 60 901203031 HEAT EX,FLUID COOLED,#HE4... | 60 901203031 HEAT EX,FLUID COOLED,#HE425621084016 | 1 | ALLRFPs\Saudi Energy\SEC RFP-C001698609\downloaded-rfp\SEC RFP-C001698609.xls
Saudi Energy | SEC RFP-C001699297 | 901365261 | 10 901365261 CONTROLLER,PROCESS:ETHERN... | 10 901365261 CONTROLLER,PROCESS:ETHERNET PORTS,MICROP | 1 | ALLRFPs\Saudi Energy\SEC RFP-C001699297\downloaded-rfp\SEC RFP-C001699297.xls
Saudi Energy | SEC RFP-C001699297 | 905531589 | 20 905531589 RING,FUEL INJECTION NOZZL... | 20 905531589 RING,FUEL INJECTION NOZZLE,60 MM ID X 90 | 30 | ALLRFPs\Saudi Energy\SEC RFP-C001699297\downloaded-rfp\SEC RFP-C001699297.xls
Saudi Energy | SEC RFP-C001699297 | 902469049 | 30 902469049 PNL:ELECTRICAL POWER,100 ... | 30 902469049 PNL:ELECTRICAL POWER,100 HP, 3 PH,UL845; | 1 | ALLRFPs\Saudi Energy\SEC RFP-C001699297\downloaded-rfp\SEC RFP-C001699297.xls
Saudi Energy | SEC RFP-C001699297 | 905873562 | 40 905873562 COMPOUND,SEALING,BR,50 ML... | 40 905873562 COMPOUND,SEALING,BR,50 ML,#27029 | 2 | ALLRFPs\Saudi Energy\SEC RFP-C001699297\downloaded-rfp\SEC RFP-C001699297.xls
Saudi Energy | SEC RFP-C001699297 | 901111267 | 60 901111267 PLUG,BORESCOPE,1-1/4 IN D... | 60 901111267 PLUG,BORESCOPE,1-1/4 IN DIA X 2 IN LG,ST | 70 | ALLRFPs\Saudi Energy\SEC RFP-C001699297\downloaded-rfp\SEC RFP-C001699297.xls
Saudi Energy | SEC RFP-C001699297 | 901105157 | 70 901105157 DRIVER,PD,BLACK HEAT TREA... | 70 901105157 DRIVER,PD,BLACK HEAT TREATED ASTL,#VFD01 | 2 | ALLRFPs\Saudi Energy\SEC RFP-C001699297\downloaded-rfp\SEC RFP-C001699297.xls
Saudi Energy | SEC RFP-C001699297 | 905928530 | 80 905928530 FAN:CENTRIFUGAL,10 HP 460... | 80 905928530 FAN:CENTRIFUGAL,10 HP 460 VAC 3 PH 60 HZ | 1 | ALLRFPs\Saudi Energy\SEC RFP-C001699297\downloaded-rfp\SEC RFP-C001699297.xls
Saudi Energy | SEC RFP-C001699297 | 905862229 | 90 905862229 TUBE,PROBE GUIDE,22 MM ID... | 90 905862229 TUBE,PROBE GUIDE,22 MM ID X 25.5 MM OD X | 2 | ALLRFPs\Saudi Energy\SEC RFP-C001699297\downloaded-rfp\SEC RFP-C001699297.xls
Saudi Energy | SEC RFP-C001699297 | 905874310 | 100 905874310 SLEEVE,SHAFT,41.50 MM ID ... | 100 905874310 SLEEVE,SHAFT,41.50 MM ID X (49 MM X 54 M | 2 | ALLRFPs\Saudi Energy\SEC RFP-C001699297\downloaded-rfp\SEC RFP-C001699297.xls
Saudi Energy | SEC RFP-C001699297 | 902504243 | 110 902504243 CONTACTOR,MTR,690 V LV,95... | 110 902504243 CONTACTOR,MTR,690 V LV,95KV,3 POLE,#LC1D | 1 | ALLRFPs\Saudi Energy\SEC RFP-C001699297\downloaded-rfp\SEC RFP-C001699297.xls
Saudi Energy | SEC RFP-C001699297 | 905873115 | 120 905873115 CONTACTOR,MTR,600V LV,60H... | 120 905873115 CONTACTOR,MTR,600V LV,60HZ,ABS POLE,#LC1 | 2 | ALLRFPs\Saudi Energy\SEC RFP-C001699297\downloaded-rfp\SEC RFP-C001699297.xls
Saudi Energy | SEC RFP-C001699297 | 905866173 | 130 905866173 PIPE:METALLIC,1/2 IN DIA,... | 130 905866173 PIPE:METALLIC,1/2 IN DIA,1 FT AND 3 IN L | 10 | ALLRFPs\Saudi Energy\SEC RFP-C001699297\downloaded-rfp\SEC RFP-C001699297.xls
Saudi Energy | SEC RFP-C001699297 | 902507405 | 140 902507405 WIRE:THERMOCOUPLE,18 AWG,... | 140 902507405 WIRE:THERMOCOUPLE,18 AWG,10 M LG,INSULAT | 2 | ALLRFPs\Saudi Energy\SEC RFP-C001699297\downloaded-rfp\SEC RFP-C001699297.xls
Saudi Energy | SEC RFP-C001699297 | 901231172 | 150 901231172 BREAKER,CRCT,MC,600V,ABS ... | 150 901231172 BREAKER,CRCT,MC,600V,ABS POLE,250 A,#SFL | 1 | ALLRFPs\Saudi Energy\SEC RFP-C001699297\downloaded-rfp\SEC RFP-C001699297.xls
Saudi Energy | SEC RFP-C001699297 | 901114626 | 160 901114626 CIRCUIT:CONTROL,TRIP EMER... | 160 901114626 CIRCUIT:CONTROL,TRIP EMERGENCY RELAY TER | 1 | ALLRFPs\Saudi Energy\SEC RFP-C001699297\downloaded-rfp\SEC RFP-C001699297.xls
Saudi Energy | SEC RFP-C001699297 | 901231124 | 170 901231124 CIRCUIT:CONTROL,PROTECTIV... | 170 901231124 CIRCUIT:CONTROL,PROTECTIVE TERMINAL,SPEE | 1 | ALLRFPs\Saudi Energy\SEC RFP-C001699297\downloaded-rfp\SEC RFP-C001699297.xls
Saudi Energy | SEC RFP-C001699297 | 901231135 | 180 901231135 CIRCUIT:CONTROL,TERMINATI... | 180 901231135 CIRCUIT:CONTROL,TERMINATION BD SERVO,SPE | 1 | ALLRFPs\Saudi Energy\SEC RFP-C001699297\downloaded-rfp\SEC RFP-C001699297.xls
Saudi Energy | SEC RFP-C001699297 | 901205286 | 200 901205286 PUMP,CNTRFGL,#382A7408P00... | 200 901205286 PUMP,CNTRFGL,#382A7408P0002 | 1 | ALLRFPs\Saudi Energy\SEC RFP-C001699297\downloaded-rfp\SEC RFP-C001699297.xls
Saudi Energy | SEC RFP-C001699303 - 6001699303 | 904206912 | 10 904206912 CABLE,ELEC,CU,XLPE,630SQM... | 10 904206912 CABLE,ELEC,CU,XLPE,630SQMM,1,#XLPE630SQM | 500 | ALLRFPs\Saudi Energy\SEC RFP-C001699303 - 6001699303\downloaded-rfp\SEC RFP-C001699303 - 6001699303.xls
Saudi Energy | SEC RFP-C001699358 | 905742453 | 10 905742453 ANGLE,STRUCTURAL,1-3/4 IN... | 10 905742453 ANGLE,STRUCTURAL,1-3/4 IN (44.45 MM),20 | 10 | ALLRFPs\Saudi Energy\SEC RFP-C001699358\downloaded-rfp\SEC RFP-C001699358.xls
Saudi Energy | SEC RFP-C001699381 | 905942940 | 10 905942940 BELT,TIMING,540L,1 IN TWD... | 10 905942940 BELT,TIMING,540L,1 IN TWD,3/8 IN PT,#540 | 3 | ALLRFPs\Saudi Energy\SEC RFP-C001699381\downloaded-rfp\SEC RFP-C001699381.xls
Saudi Energy | SEC RFP-C001699381 | 902008381 | 20 902008381 CABLE:IGNITION,(2 MM X 10... | 20 902008381 CABLE:IGNITION,(2 MM X 10 MM) DIA X 3 M | 4 | ALLRFPs\Saudi Energy\SEC RFP-C001699381\downloaded-rfp\SEC RFP-C001699381.xls
Saudi Energy | SEC RFP-C001699381 | 901019296 | 30 901019296 BEARING:PLAIN,SPLIT,JOURN... | 30 901019296 BEARING:PLAIN,SPLIT,JOURNAL AND THRUST,1 | 6 | ALLRFPs\Saudi Energy\SEC RFP-C001699381\downloaded-rfp\SEC RFP-C001699381.xls
Saudi Energy | SEC RFP-C001699381 | 902465418 | 40 902465418 SEAL,BULK NOUN:STL/RUBBER... | 40 902465418 SEAL,BULK NOUN:STL/RUBBER,SELF CLEANING | 6 | ALLRFPs\Saudi Energy\SEC RFP-C001699381\downloaded-rfp\SEC RFP-C001699381.xls
Saudi Energy | SEC RFP-C001699381 | 901212636 | 50 901212636 MUFFLER:SILENCER,81 MM LG... | 50 901212636 MUFFLER:SILENCER,81 MM LG,27 MM MNPT INL | 8 | ALLRFPs\Saudi Energy\SEC RFP-C001699381\downloaded-rfp\SEC RFP-C001699381.xls
Saudi Energy | SEC RFP-C001699381 | 905901902 | 60 905901902 PIN:BULK NOUN,COMPRESSOR ... | 60 905901902 PIN:BULK NOUN,COMPRESSOR STATOR,GAS TURB | 1 | ALLRFPs\Saudi Energy\SEC RFP-C001699381\downloaded-rfp\SEC RFP-C001699381.xls
Saudi Energy | SEC RFP-C001699381 | 902008769 | 70 902008769 CABLE:IGNITION,10 MM DIA ... | 70 902008769 CABLE:IGNITION,10 MM DIA X 8 M LG,RBR BR | 8 | ALLRFPs\Saudi Energy\SEC RFP-C001699381\downloaded-rfp\SEC RFP-C001699381.xls
Saudi Energy | SEC RFP-C001699381 | 905898646 | 80 905898646 CLIP,TUBING,GAS TURBINE,5... | 80 905898646 CLIP,TUBING,GAS TURBINE,5/8 IN DIA X 5/8 | 8 | ALLRFPs\Saudi Energy\SEC RFP-C001699381\downloaded-rfp\SEC RFP-C001699381.xls
Saudi Energy | SEC RFP-C001699846 | 905942364 | 10 905942364 CABLE:IGNITION,13 MM DIA ... | 10 905942364 CABLE:IGNITION,13 MM DIA X 3.21 M LG,RBR | 1 | ALLRFPs\Saudi Energy\SEC RFP-C001699846\downloaded-rfp\SEC RFP-C001699846.xls
Saudi Energy | SEC RFP-C001700386 | 909205446 | 10 909205446 SHELF,IRON - SHELF PLUS C... | 10 909205446 SHELF,IRON - SHELF PLUS CULOM,MTL,#99040 | 20 | ALLRFPs\Saudi Energy\SEC RFP-C001700386\downloaded-rfp\SEC RFP-C001700386.xls
Saudi Energy | SEC RFP-C001700395 | 902504517 | 10 902504517 WIRE:THERMOCOUPLE,6 MM DI... | 10 902504517 WIRE:THERMOCOUPLE,6 MM DIA,12 M LG,1 PAI | 20 | ALLRFPs\Saudi Energy\SEC RFP-C001700395\downloaded-rfp\SEC RFP-C001700395.xls
Saudi Energy | SEC RFP-C001700406 | 901226112 | 10 901226112 CBL:INSTR | 10 901226112 CBL:INSTR | 300 | ALLRFPs\Saudi Energy\SEC RFP-C001700406\downloaded-rfp\SEC RFP-C001700406.xls
Saudi Energy | SEC RFP-C001700406 | 901226129 | 20 901226129 CBL:INSTR | 20 901226129 CBL:INSTR | 900 | ALLRFPs\Saudi Energy\SEC RFP-C001700406\downloaded-rfp\SEC RFP-C001700406.xls
Saudi Energy | SEC RFP-C001701082 | 901324762 | 10 901324762 BREAKER,CRCT,VAC,13.8KV K... | 10 901324762 BREAKER,CRCT,VAC,13.8KV KV,3 P,#VAH13863 | 2 | ALLRFPs\Saudi Energy\SEC RFP-C001701082\downloaded-rfp\SEC RFP-C001701082.xls
Saudi Energy | SEC RFP-C001701082 | 906200252 | 20 906200252 RLY:SYNC,SYNCHRONIZING CH... | 20 906200252 RLY:SYNC,SYNCHRONIZING CHECK,2 TO 80 DEG | 1 | ALLRFPs\Saudi Energy\SEC RFP-C001701082\downloaded-rfp\SEC RFP-C001701082.xls
Saudi Energy | SEC RFP-C001701082 | 902205771 | 30 902205771 RELAY,PNEU,TRIP,#7552A018... | 30 902205771 RELAY,PNEU,TRIP,#7552A018P001 | 2 | ALLRFPs\Saudi Energy\SEC RFP-C001701082\downloaded-rfp\SEC RFP-C001701082.xls
Saudi Energy | SEC RFP-C001701082 | 904200876 | 40 904200876 WHEEL,FAN,AXIAL,670 MM OD... | 40 904200876 WHEEL,FAN,AXIAL,670 MM OD,48 MM SFDIA | 2 | ALLRFPs\Saudi Energy\SEC RFP-C001701082\downloaded-rfp\SEC RFP-C001701082.xls
Saudi Energy | SEC RFP-C001701082 | 902008234 | 50 902008234 CABLE:INSTRUMENTATION,VIB... | 50 902008234 CABLE:INSTRUMENTATION,VIBRATION SENSOR,3 | 1 | ALLRFPs\Saudi Energy\SEC RFP-C001701082\downloaded-rfp\SEC RFP-C001701082.xls
Saudi Energy | SEC RFP-C001701082 | 905896925 | 60 905896925 CABLE:INSTRUMENTATION,EXT... | 60 905896925 CABLE:INSTRUMENTATION,EXTENSION,PROXIMIT | 2 | ALLRFPs\Saudi Energy\SEC RFP-C001701082\downloaded-rfp\SEC RFP-C001701082.xls
Saudi Energy | SEC RFP-C001701082 | 905896926 | 70 905896926 CABLE:INSTRUMENTATION,EXT... | 70 905896926 CABLE:INSTRUMENTATION,EXTENSION,VIBRATIO | 2 | ALLRFPs\Saudi Energy\SEC RFP-C001701082\downloaded-rfp\SEC RFP-C001701082.xls
Saudi Energy | SEC RFP-C001701082 | 902008624 | 80 902008624 GAUGE,COMB,0 TO 4 KG/SQCM... | 80 902008624 GAUGE,COMB,0 TO 4 KG/SQCM RANGE A,#196C8 | 1 | ALLRFPs\Saudi Energy\SEC RFP-C001701082\downloaded-rfp\SEC RFP-C001701082.xls
Saudi Energy | SEC RFP-C001701082 | 902008669 | 90 902008669 GAUGE,COMB,0 TO 300 PSI R... | 90 902008669 GAUGE,COMB,0 TO 300 PSI RANGE A,#167506 | 1 | ALLRFPs\Saudi Energy\SEC RFP-C001701082\downloaded-rfp\SEC RFP-C001701082.xls
Saudi Energy | SEC RFP-C001701082 | 905901726 | 100 905901726 GAUGE,COMB,0 TO 400 PSI R... | 100 905901726 GAUGE,COMB,0 TO 400 PSI RANGE A,#235A976 | 1 | ALLRFPs\Saudi Energy\SEC RFP-C001701082\downloaded-rfp\SEC RFP-C001701082.xls
Saudi Energy | SEC RFP-C001701082 | 905896955 | 110 905896955 CABLE:INSTRUMENTATION,FLA... | 110 905896955 CABLE:INSTRUMENTATION,FLAME DETECTOR,(3) | 2 | ALLRFPs\Saudi Energy\SEC RFP-C001701082\downloaded-rfp\SEC RFP-C001701082.xls
Saudi Energy | SEC RFP-C001701082 | 901230766 | 120 901230766 WIRE:THERMOCOUPLE,12 MM D... | 120 901230766 WIRE:THERMOCOUPLE,12 MM DIA (2-18 AWG),1 | 2 | ALLRFPs\Saudi Energy\SEC RFP-C001701082\downloaded-rfp\SEC RFP-C001701082.xls
Saudi Energy | SEC RFP-C001701082 | 905942331 | 130 905942331 WIRE:THERMOCOUPLE,12 TO 1... | 130 905942331 WIRE:THERMOCOUPLE,12 TO 18 AWG,IRON CONS | 2 | ALLRFPs\Saudi Energy\SEC RFP-C001701082\downloaded-rfp\SEC RFP-C001701082.xls
Saudi Energy | SEC RFP-C001701082 | 902008228 | 140 902008228 CABLE:INSTRUMENTATION,VIB... | 140 902008228 CABLE:INSTRUMENTATION,VIBRATION SENSOR,( | 1 | ALLRFPs\Saudi Energy\SEC RFP-C001701082\downloaded-rfp\SEC RFP-C001701082.xls
Saudi Energy | SEC RFP-C001701082 | 902008464 | 150 902008464 CABLE:INSTRUMENTATION,EXT... | 150 902008464 CABLE:INSTRUMENTATION,EXTENSION, PROBE,5 | 2 | ALLRFPs\Saudi Energy\SEC RFP-C001701082\downloaded-rfp\SEC RFP-C001701082.xls
Saudi Energy | SEC RFP-C001701082 | 905942645 | 160 905942645 HOSE:METALLIC,AOTMIZING A... | 160 905942645 HOSE:METALLIC,AOTMIZING AIR,1-1/4 IN DIA | 2 | ALLRFPs\Saudi Energy\SEC RFP-C001701082\downloaded-rfp\SEC RFP-C001701082.xls
Saudi Energy | SEC RFP-C001701082 | 905849960 | 170 905849960 KIT,OIL SPILLS,(65) PADS,... | 170 905849960 KIT,OIL SPILLS,(65) PADS, (6) SOCKS, GLO | 20 | ALLRFPs\Saudi Energy\SEC RFP-C001701082\downloaded-rfp\SEC RFP-C001701082.xls
Saudi Energy | SEC RFP-C001701082 | 901239755 | 180 901239755 SPACER,TORQUE CONVERTER,8... | 180 901239755 SPACER,TORQUE CONVERTER,84 MM ID X 149.9 | 1 | ALLRFPs\Saudi Energy\SEC RFP-C001701082\downloaded-rfp\SEC RFP-C001701082.xls
Saudi Energy | SEC RFP-C001701641 | 902469286 | 10 902469286 CNTCTR:RLY | 10 902469286 CNTCTR:RLY | 2 | ALLRFPs\Saudi Energy\SEC RFP-C001701641\downloaded-rfp\SEC RFP-C001701641.xls
Saudi Energy | SEC RFP-C001701641 | 902500002 | 20 902500002 LIGHT,IND,24 TO 120 V AC/... | 20 902500002 LIGHT,IND,24 TO 120 V AC/DC,RED,SNAP-IN | 10 | ALLRFPs\Saudi Energy\SEC RFP-C001701641\downloaded-rfp\SEC RFP-C001701641.xls
Saudi Energy | SEC RFP-C001701641 | 905844795 | 30 905844795 BUSHING,DRIVE,COOLING WAT... | 30 905844795 BUSHING,DRIVE,COOLING WATER MODULE,TRANS | 2 | ALLRFPs\Saudi Energy\SEC RFP-C001701641\downloaded-rfp\SEC RFP-C001701641.xls
Saudi Energy | SEC RFP-C001701641 | 905899557 | 40 905899557 CONTACTOR,MTR,400 V LV,65... | 40 905899557 CONTACTOR,MTR,400 V LV,65,120 V COIL,#3R | 2 | ALLRFPs\Saudi Energy\SEC RFP-C001701641\downloaded-rfp\SEC RFP-C001701641.xls
Saudi Energy | SEC RFP-C001701641 | 902468645 | 50 902468645 RLY:BUCHOLZ,2NO,200 TO 30... | 50 902468645 RLY:BUCHOLZ,2NO,200 TO 300 CC,250 V AC 2 | 1 | ALLRFPs\Saudi Energy\SEC RFP-C001701641\downloaded-rfp\SEC RFP-C001701641.xls
Saudi Energy | SEC RFP-C001701641 | 901232015 | 60 901232015 WHEEL,FAN,EXHAUST FRAME,G... | 60 901232015 WHEEL,FAN,EXHAUST FRAME,GAS TURBINE,(2-3 | 2 | ALLRFPs\Saudi Energy\SEC RFP-C001701641\downloaded-rfp\SEC RFP-C001701641.xls
Saudi Energy | SEC RFP-C001701641 | 905836721 | 70 905836721 TFMR,PWR,3750 KVA,ABS P,1... | 70 905836721 TFMR,PWR,3750 KVA,ABS P,13.8KV,4.16 KV | 1 | ALLRFPs\Saudi Energy\SEC RFP-C001701641\downloaded-rfp\SEC RFP-C001701641.xls
Saudi Energy | SEC RFP-C001701641 | 901230734 | 80 901230734 CONTACTOR,MTR,600V LV,270... | 80 901230734 CONTACTOR,MTR,600V LV,270,ABS POLE,#40LP | 2 | ALLRFPs\Saudi Energy\SEC RFP-C001701641\downloaded-rfp\SEC RFP-C001701641.xls
Saudi Energy | SEC RFP-C001701641 | 905863423 | 90 905863423 CABLE:INSTRUMENTATION,VIB... | 90 905863423 CABLE:INSTRUMENTATION,VIBRATION DETECTOR | 100 | ALLRFPs\Saudi Energy\SEC RFP-C001701641\downloaded-rfp\SEC RFP-C001701641.xls
Saudi Energy | SEC RFP-C001701641 | 902507471 | 100 902507471 CONTACTOR,MTR,400 V LV,32... | 100 902507471 CONTACTOR,MTR,400 V LV,32,ABS POLE,#3RT1 | 1 | ALLRFPs\Saudi Energy\SEC RFP-C001701641\downloaded-rfp\SEC RFP-C001701641.xls
Saudi Energy | SEC RFP-C001701641 | 901400437 | 110 901400437 ROTOR,GENERATOR | 110 901400437 ROTOR,GENERATOR | 1 | ALLRFPs\Saudi Energy\SEC RFP-C001701641\downloaded-rfp\SEC RFP-C001701641.xls
Saudi Energy | SEC RFP-C001701641 | 901400436 | 120 901400436 STATOR,GENERATOR | 120 901400436 STATOR,GENERATOR | 1 | ALLRFPs\Saudi Energy\SEC RFP-C001701641\downloaded-rfp\SEC RFP-C001701641.xls
Saudi Energy | SEC RFP-C001701641 | 905896942 | 130 905896942 WIRE:THERMOCOUPLE,18 AWG,... | 130 905896942 WIRE:THERMOCOUPLE,18 AWG,7 STRANDED,CHRO | 400 | ALLRFPs\Saudi Energy\SEC RFP-C001701641\downloaded-rfp\SEC RFP-C001701641.xls
Saudi Energy | SEC RFP-C001701672 | 905766691 | 10 905766691 MATERIAL,O-RING,CORD,NITR... | 10 905766691 MATERIAL,O-RING,CORD,NITRILE RUBBER,8 MM | 248 | ALLRFPs\Saudi Energy\SEC RFP-C001701672\downloaded-rfp\SEC RFP-C001701672.xls
Saudi Energy | SEC RFP-C001701672 | 905709948 | 20 905709948 ANODE:ANTI-CORROSION,5 TO... | 20 905709948 ANODE:ANTI-CORROSION,5 TO 5.5 IN (127 TO | 185 | ALLRFPs\Saudi Energy\SEC RFP-C001701672\downloaded-rfp\SEC RFP-C001701672.xls
Saudi Energy | SEC RFP-C001701672 | 905773073 | 30 905773073 MATERIAL,PACKING,SYNTHETI... | 30 905773073 MATERIAL,PACKING,SYNTHETIC FIBER,1 M AND | 23 | ALLRFPs\Saudi Energy\SEC RFP-C001701672\downloaded-rfp\SEC RFP-C001701672.xls
Saudi Energy | SEC RFP-C001701672 | 905778147 | 40 905778147 SHIM:CLEARANCE ADJUSTING,... | 40 905778147 SHIM:CLEARANCE ADJUSTING,0.006 IN THK,12 | 39 | ALLRFPs\Saudi Energy\SEC RFP-C001701672\downloaded-rfp\SEC RFP-C001701672.xls
Saudi Energy | SEC RFP-C001701672 | 905923197 | 50 905923197 MATERIAL,PACKING,TEFLON,2... | 50 905923197 MATERIAL,PACKING,TEFLON,2 FT (609.6 MM) | 42 | ALLRFPs\Saudi Energy\SEC RFP-C001701672\downloaded-rfp\SEC RFP-C001701672.xls
Saudi Energy | SEC RFP-C001701672 | 905924035 | 60 905924035 SPIDER,COUPLING,FLEXIBLE,... | 60 905924035 SPIDER,COUPLING,FLEXIBLE,26.7 MM ID X 55 | 6 | ALLRFPs\Saudi Energy\SEC RFP-C001701672\downloaded-rfp\SEC RFP-C001701672.xls
Saudi Energy | SEC RFP-C001701672 | 905827445 | 70 905827445 ROTOR,ROTARY PUMP,160 MM ... | 70 905827445 ROTOR,ROTARY PUMP,160 MM (20MMX27MMX113M | 1 | ALLRFPs\Saudi Energy\SEC RFP-C001701672\downloaded-rfp\SEC RFP-C001701672.xls
Saudi Energy | SEC RFP-C001701672 | 909110047 | 80 909110047 PUMP,CNTRFGL,82.5 M3/H,2 ... | 80 909110047 PUMP,CNTRFGL,82.5 M3/H,2 STG,290 M HD,#C | 1 | ALLRFPs\Saudi Energy\SEC RFP-C001701672\downloaded-rfp\SEC RFP-C001701672.xls
Saudi Energy | SEC RFP-C001701672 | 909499310 | 90 909499310 IMPELLER,PUMP,SCS1T1 (13 ... | 90 909499310 IMPELLER,PUMP,SCS1T1 (13 CR. STEEL),#091 | 1 | ALLRFPs\Saudi Energy\SEC RFP-C001701672\downloaded-rfp\SEC RFP-C001701672.xls
Saudi Energy | SEC RFP-C001701688 | 905783932 | 10 905783932 BEARING,BALL,1 R,110 MM I... | 10 905783932 BEARING,BALL,1 R,110 MM ID,240 MM OD,#13 | 4 | ALLRFPs\Saudi Energy\SEC RFP-C001701688\downloaded-rfp\SEC RFP-C001701688.xls
Saudi Energy | SEC RFP-C001701688 | 901321606 | 20 901321606 INDICATOR:DIFFERENTIAL PR... | 20 901321606 INDICATOR:DIFFERENTIAL PRESSURE,5 BAR, 2 | 6 | ALLRFPs\Saudi Energy\SEC RFP-C001701688\downloaded-rfp\SEC RFP-C001701688.xls
Saudi Energy | SEC RFP-C001701688 | 902501153 | 30 902501153 FAN:AXIAL FLOW,119 MM X 1... | 30 902501153 FAN:AXIAL FLOW,119 MM X 119 MM X 38 MM D | 16 | ALLRFPs\Saudi Energy\SEC RFP-C001701688\downloaded-rfp\SEC RFP-C001701688.xls
Saudi Energy | SEC RFP-C001701688 | 905766691 | 40 905766691 MATERIAL,O-RING,CORD,NITR... | 40 905766691 MATERIAL,O-RING,CORD,NITRILE RUBBER,8 MM | 1,059 | ALLRFPs\Saudi Energy\SEC RFP-C001701688\downloaded-rfp\SEC RFP-C001701688.xls
Saudi Energy | SEC RFP-C001701719 | 909501462 | 10 909501462 ANG:BULK NOUN | 10 909501462 ANG:BULK NOUN | 1,000 | ALLRFPs\Saudi Energy\SEC RFP-C001701719\downloaded-rfp\SEC RFP-C001701719.xls
Saudi Energy | SEC RFP-C001701723 | 909205446 | 10 909205446 SHELF,IRON - SHELF PLUS C... | 10 909205446 SHELF,IRON - SHELF PLUS CULOM,MTL,#99040 | 30 | ALLRFPs\Saudi Energy\SEC RFP-C001701723\downloaded-rfp\SEC RFP-C001701723.xls
Saudi Energy | SEC RFP-C001702533 | 901477780 | 10 901477780 PROBE,RADIAL, BEARING NO.... | 10 901477780 PROBE,RADIAL, BEARING NO. 1.,#RJO06418 | 2 | ALLRFPs\Saudi Energy\SEC RFP-C001702533\downloaded-rfp\SEC RFP-C001702533.xls
Saudi Energy | SEC RFP-C001702533 | 901477781 | 20 901477781 PROBE,BEARING NO. 2.,#RJO... | 20 901477781 PROBE,BEARING NO. 2.,#RJO20858 | 2 | ALLRFPs\Saudi Energy\SEC RFP-C001702533\downloaded-rfp\SEC RFP-C001702533.xls
Saudi Energy | SEC RFP-C001702533 | 901205279 | 30 901205279 PUMP,CNTRFGL,3 TO 22 GPM,... | 30 901205279 PUMP,CNTRFGL,3 TO 22 GPM,9 STG,#399A2546 | 1 | ALLRFPs\Saudi Energy\SEC RFP-C001702533\downloaded-rfp\SEC RFP-C001702533.xls
Saudi Energy | SEC RFP-C001702533 | 905838912 | 40 905838912 ELBOW,TBADPTR,RDCNG,STL,2... | 40 905838912 ELBOW,TBADPTR,RDCNG,STL,25 MM X 16 MM,#4 | 6 | ALLRFPs\Saudi Energy\SEC RFP-C001702533\downloaded-rfp\SEC RFP-C001702533.xls
Saudi Energy | SEC RFP-C001702533 | 905838913 | 50 905838913 TEE,TUBE ADPTR,STL,5/8 IN... | 50 905838913 TEE,TUBE ADPTR,STL,5/8 IN (15.875 MM),#4 | 4 | ALLRFPs\Saudi Energy\SEC RFP-C001702533\downloaded-rfp\SEC RFP-C001702533.xls
Saudi Energy | SEC RFP-C001702533 | 901405417 | 60 901405417 CASING,PUMP,STL,50 MM X 3... | 60 901405417 CASING,PUMP,STL,50 MM X 32 MM PMP,#KRC32 | 1 | ALLRFPs\Saudi Energy\SEC RFP-C001702533\downloaded-rfp\SEC RFP-C001702533.xls
Saudi Energy | SEC RFP-C001702533 | 905883695 | 70 905883695 PIPE:METALLIC,12 MM,2 M A... | 70 905883695 PIPE:METALLIC,12 MM,2 M AND 230 MM LG,MP | 4 | ALLRFPs\Saudi Energy\SEC RFP-C001702533\downloaded-rfp\SEC RFP-C001702533.xls
Saudi Energy | SEC RFP-C001702533 | 905883696 | 80 905883696 PIPE:METALLIC,12 MM,2 M L... | 80 905883696 PIPE:METALLIC,12 MM,2 M LG,MPT X SWIVEL | 4 | ALLRFPs\Saudi Energy\SEC RFP-C001702533\downloaded-rfp\SEC RFP-C001702533.xls
Saudi Energy | SEC RFP-C001702533 | 905882932 | 90 905882932 PIPE:METALLIC,12 MM,700 M... | 90 905882932 PIPE:METALLIC,12 MM,700 MM LG,MPT ENDS,S | 4 | ALLRFPs\Saudi Energy\SEC RFP-C001702533\downloaded-rfp\SEC RFP-C001702533.xls
Saudi Energy | SEC RFP-C001702533 | 905842484 | 100 905842484 SCREW,SET,#20116D09 | 100 905842484 SCREW,SET,#20116D09 | 1 | ALLRFPs\Saudi Energy\SEC RFP-C001702533\downloaded-rfp\SEC RFP-C001702533.xls
Saudi Energy | SEC RFP-C001702533 | 905855461 | 110 905855461 BUSHING,BALL, DIESEL ENGI... | 110 905855461 BUSHING,BALL, DIESEL ENGINE,(10 MM X 14. | 2 | ALLRFPs\Saudi Energy\SEC RFP-C001702533\downloaded-rfp\SEC RFP-C001702533.xls
Saudi Energy | SEC RFP-C001702533 | 905840552 | 120 905840552 COUPLING,SHAFT,HALF,CSTL,... | 120 905840552 COUPLING,SHAFT,HALF,CSTL,#670A9172100 | 4 | ALLRFPs\Saudi Energy\SEC RFP-C001702533\downloaded-rfp\SEC RFP-C001702533.xls
Saudi Energy | SEC RFP-C001702533 | 901401826 | 130 901401826 DETECTOR,FIRE PROTECTION,... | 130 901401826 DETECTOR,FIRE PROTECTION, ALARM,MINUS 20 | 10 | ALLRFPs\Saudi Energy\SEC RFP-C001702533\downloaded-rfp\SEC RFP-C001702533.xls
Saudi Energy | SEC RFP-C001702533 | 901405219 | 140 901405219 BRACKET,TURBINE | 140 901405219 BRACKET,TURBINE | 1 | ALLRFPs\Saudi Energy\SEC RFP-C001702533\downloaded-rfp\SEC RFP-C001702533.xls
Saudi Energy | SEC RFP-C001704363 | 902004894 | 10 902004894 PISTON,IGNITER,16 MM ID X... | 10 902004894 PISTON,IGNITER,16 MM ID X (20 MM X 26 MM | 10 | ALLRFPs\Saudi Energy\SEC RFP-C001704363\downloaded-rfp\SEC RFP-C001704363.xls
Saudi Energy | SEC RFP-C001704363 | 909102824 | 20 909102824 WIRE:THERMOCOUPLE,28 AWG,... | 20 909102824 WIRE:THERMOCOUPLE,28 AWG,PVC INSULATED M | 6 | ALLRFPs\Saudi Energy\SEC RFP-C001704363\downloaded-rfp\SEC RFP-C001704363.xls
Saudi Energy | SEC RFP-C001705504 | 909201226 | 10 909201226 CABLE,HEAT TRACE,MAX 277V... | 10 909201226 CABLE,HEAT TRACE,MAX 277VAC | 500 | ALLRFPs\Saudi Energy\SEC RFP-C001705504\downloaded-rfp\SEC RFP-C001705504.xls
Saudi Energy | SEC RFP-C001706557 | 903400617 | 10 903400617 CLAMP,HOLDING,CU,50X6 SQM... | 10 903400617 CLAMP,HOLDING,CU,50X6 SQMM LC,#CP260H | 1,550 | ALLRFPs\Saudi Energy\SEC RFP-C001706557\downloaded-rfp\SEC RFP-C001706557.xls
Saudi Energy | SEC RFP-C001706557 | 903400621 | 20 903400621 WIRE:GROUNDING,CU, SOFT D... | 20 903400621 WIRE:GROUNDING,CU, SOFT DRAWN,50 X 6 SQM | 80 | ALLRFPs\Saudi Energy\SEC RFP-C001706557\downloaded-rfp\SEC RFP-C001706557.xls
Saudi Energy | SEC RFP-C001706557 | 903400622 | 30 903400622 CLAMP,GRD,CU ALLOY,50 X 6... | 30 903400622 CLAMP,GRD,CU ALLOY,50 X 6 SQMM,CBL,#CT11 | 200 | ALLRFPs\Saudi Energy\SEC RFP-C001706557\downloaded-rfp\SEC RFP-C001706557.xls
Saudi Energy | SEC RFP-C001707299 | 905678523 | 10 905678523 KIT,110 KV DOUBLE CIRCUIT... | 10 905678523 KIT,110 KV DOUBLE CIRCUIT OHTL,JUMBER SU | 3 | ALLRFPs\Saudi Energy\SEC RFP-C001707299\downloaded-rfp\SEC RFP-C001707299.xls
Saudi Energy | SEC RFP-C001707299 | 905562235 | 20 905562235 CLAMP,STRAIN,AL ALLOY,816... | 20 905562235 CLAMP,STRAIN,AL ALLOY,8160 KG | 50 | ALLRFPs\Saudi Energy\SEC RFP-C001707299\downloaded-rfp\SEC RFP-C001707299.xls
Saudi Energy | SEC RFP-C001707299 | 905562236 | 30 905562236 CONN,ELEC,SLV,TENSION,AA ... | 30 905562236 CONN,ELEC,SLV,TENSION,AA BODY,AL CNDCTR | 100 | ALLRFPs\Saudi Energy\SEC RFP-C001707299\downloaded-rfp\SEC RFP-C001707299.xls
Saudi Energy | SEC RFP-C001707299 | 905565233 | 40 905565233 CLAMP,STRAIN,AL ALLOY,127... | 40 905565233 CLAMP,STRAIN,AL ALLOY,12750 KG | 50 | ALLRFPs\Saudi Energy\SEC RFP-C001707299\downloaded-rfp\SEC RFP-C001707299.xls
Saudi Energy | SEC RFP-C001707367 | 901110928 | 10 901110928 TIP,NOZZLE,FUEL,GAS TURBI... | 10 901110928 TIP,NOZZLE,FUEL,GAS TURBINE,16.5 IN,304S | 10 | ALLRFPs\Saudi Energy\SEC RFP-C001707367\downloaded-rfp\SEC RFP-C001707367.xls
Saudi Energy | SEC RFP-C001707367 | 905719823 | 20 905719823 SEAT,VALVE SWITCH, SPRING... | 20 905719823 SEAT,VALVE SWITCH, SPRING,1-3/4 IN DIA X | 2 | ALLRFPs\Saudi Energy\SEC RFP-C001707367\downloaded-rfp\SEC RFP-C001707367.xls
Saudi Energy | SEC RFP-C001707367 | 905719824 | 30 905719824 SEAT,THROTTLE VALVE,8 MM ... | 30 905719824 SEAT,THROTTLE VALVE,8 MM ID X 28 MM OD X | 11 | ALLRFPs\Saudi Energy\SEC RFP-C001707367\downloaded-rfp\SEC RFP-C001707367.xls
Saudi Energy | SEC RFP-C001707367 | 905748623 | 40 905748623 VALVE,SOLN,120 VAC 60 HZ ... | 40 905748623 VALVE,SOLN,120 VAC 60 HZ 21 W,#390A92400 | 6 | ALLRFPs\Saudi Energy\SEC RFP-C001707367\downloaded-rfp\SEC RFP-C001707367.xls
Saudi Energy | SEC RFP-C001707367 | 905748626 | 50 905748626 VALVE,SHUT-OFF,NON CORROS... | 50 905748626 VALVE,SHUT-OFF,NON CORROSIVE LIQUID,1-1/ | 1 | ALLRFPs\Saudi Energy\SEC RFP-C001707367\downloaded-rfp\SEC RFP-C001707367.xls
Saudi Energy | SEC RFP-C001707367 | 905774181 | 60 905774181 NOZZLE,EXHAUST HOOD,LOW P... | 60 905774181 NOZZLE,EXHAUST HOOD,LOW PRESSURE TURBINE | 18 | ALLRFPs\Saudi Energy\SEC RFP-C001707367\downloaded-rfp\SEC RFP-C001707367.xls
Saudi Energy | SEC RFP-C001707367 | 905748455 | 70 905748455 GASKET,PIPING ARRANGEMENT... | 70 905748455 GASKET,PIPING ARRANGEMENT,SPIRAL WOUND,R | 12 | ALLRFPs\Saudi Energy\SEC RFP-C001707367\downloaded-rfp\SEC RFP-C001707367.xls
Saudi Energy | SEC RFP-C001707367 | 905760475 | 80 905760475 GASKET,LUBE OIL COOLER,RO... | 80 905760475 GASKET,LUBE OIL COOLER,ROUND,40 MM ID X | 8 | ALLRFPs\Saudi Energy\SEC RFP-C001707367\downloaded-rfp\SEC RFP-C001707367.xls
Saudi Energy | SEC RFP-C001707367 | 905775247 | 90 905775247 MATERIAL,GASKET,SEAL,NEOP... | 90 905775247 MATERIAL,GASKET,SEAL,NEOPRENE RUBBER,3/4 | 4 | ALLRFPs\Saudi Energy\SEC RFP-C001707367\downloaded-rfp\SEC RFP-C001707367.xls
Saudi Energy | SEC RFP-C001707367 | 905778139 | 100 905778139 O-RING,750 MM ID,764 MM O... | 100 905778139 O-RING,750 MM ID,764 MM OD,7 MM WD,RUBBE | 22 | ALLRFPs\Saudi Energy\SEC RFP-C001707367\downloaded-rfp\SEC RFP-C001707367.xls
Saudi Energy | SEC RFP-C001707367 | 905923418 | 110 905923418 O-RING,660 MM ID,675 MM O... | 110 905923418 O-RING,660 MM ID,675 MM OD,7.5 MM WD,RUB | 19 | ALLRFPs\Saudi Energy\SEC RFP-C001707367\downloaded-rfp\SEC RFP-C001707367.xls
Saudi Energy | SEC RFP-C001707367 | 902016462 | 120 902016462 SCREW,CAP,STL,1/2 IN DIA,... | 120 902016462 SCREW,CAP,STL,1/2 IN DIA,13 UNC,2 IN LG | 14 | ALLRFPs\Saudi Energy\SEC RFP-C001707367\downloaded-rfp\SEC RFP-C001707367.xls
Saudi Energy | SEC RFP-C001707367 | 902016476 | 130 902016476 WASHER,LOCK,STL,1/4IN,#46... | 130 902016476 WASHER,LOCK,STL,1/4IN,#460B136007 | 36 | ALLRFPs\Saudi Energy\SEC RFP-C001707367\downloaded-rfp\SEC RFP-C001707367.xls
Saudi Energy | SEC RFP-C001707367 | 905719577 | 140 905719577 WASHER,LOCK,STL,28.6 MM I... | 140 905719577 WASHER,LOCK,STL,28.6 MM ID,6MM TH,#363B4 | 22 | ALLRFPs\Saudi Energy\SEC RFP-C001707367\downloaded-rfp\SEC RFP-C001707367.xls
Saudi Energy | SEC RFP-C001707367 | 905719584 | 150 905719584 PIN,THROTTLE VALVE,2 IN D... | 150 905719584 PIN,THROTTLE VALVE,2 IN DIA,6-5/8 IN LG, | 11 | ALLRFPs\Saudi Energy\SEC RFP-C001707367\downloaded-rfp\SEC RFP-C001707367.xls
Saudi Energy | SEC RFP-C001707367 | 905733290 | 160 905733290 SCREW,CAP,SILICON BRZ,5/8... | 160 905733290 SCREW,CAP,SILICON BRZ,5/8 IN DIA,11 UNC | 3 | ALLRFPs\Saudi Energy\SEC RFP-C001707367\downloaded-rfp\SEC RFP-C001707367.xls
Saudi Energy | SEC RFP-C001707367 | 905733909 | 170 905733909 KEY:SHAFT,SQUARE ENDS,26 ... | 170 905733909 KEY:SHAFT,SQUARE ENDS,26 MM WD X 122 MM | 1 | ALLRFPs\Saudi Energy\SEC RFP-C001707367\downloaded-rfp\SEC RFP-C001707367.xls
Saudi Energy | SEC RFP-C001707367 | 905734112 | 180 905734112 WASHER,BRG LK,#05C9191013 | 180 905734112 WASHER,BRG LK,#05C9191013 | 10 | ALLRFPs\Saudi Energy\SEC RFP-C001707367\downloaded-rfp\SEC RFP-C001707367.xls
Saudi Energy | SEC RFP-C001707367 | 905735948 | 190 905735948 PIN,SHEAR,STEAM TURBINE,1... | 190 905735948 PIN,SHEAR,STEAM TURBINE,15/16 IN DIA,3-1 | 3 | ALLRFPs\Saudi Energy\SEC RFP-C001707367\downloaded-rfp\SEC RFP-C001707367.xls
Saudi Energy | SEC RFP-C001707367 | 905748416 | 200 905748416 STUD,DBL ENDED,2 IN DIA-B... | 200 905748416 STUD,DBL ENDED,2 IN DIA-B,8 UN THD-A,#79 | 17 | ALLRFPs\Saudi Energy\SEC RFP-C001707367\downloaded-rfp\SEC RFP-C001707367.xls
Saudi Energy | SEC RFP-C001707367 | 905748439 | 210 905748439 PIN,BEARING,STEAM TURBINE... | 210 905748439 PIN,BEARING,STEAM TURBINE,3-5/16 IN DIA, | 15 | ALLRFPs\Saudi Energy\SEC RFP-C001707367\downloaded-rfp\SEC RFP-C001707367.xls
Saudi Energy | SEC RFP-C001707367 | 905748636 | 220 905748636 WASHER,LOCK,STL,3-5/8 IN ... | 220 905748636 WASHER,LOCK,STL,3-5/8 IN ID,#363B413018 | 22 | ALLRFPs\Saudi Energy\SEC RFP-C001707367\downloaded-rfp\SEC RFP-C001707367.xls
Saudi Energy | SEC RFP-C001707367 | 905772836 | 230 905772836 SCREW,CAP,ASTL,0.75 IN DI... | 230 905772836 SCREW,CAP,ASTL,0.75 IN DIA,10 UNC,3IN LG | 36 | ALLRFPs\Saudi Energy\SEC RFP-C001707367\downloaded-rfp\SEC RFP-C001707367.xls
Saudi Energy | SEC RFP-C001707367 | 905774191 | 240 905774191 WASHER,LOCK,#363B413006 | 240 905774191 WASHER,LOCK,#363B413006 | 27 | ALLRFPs\Saudi Energy\SEC RFP-C001707367\downloaded-rfp\SEC RFP-C001707367.xls
Saudi Energy | SEC RFP-C001707367 | 905782547 | 250 905782547 CASING,FLAT,INNER CASING ... | 250 905782547 CASING,FLAT,INNER CASING AND BLADE RING | 8 | ALLRFPs\Saudi Energy\SEC RFP-C001707367\downloaded-rfp\SEC RFP-C001707367.xls
Saudi Energy | SEC RFP-C001707367 | 905782548 | 260 905782548 CASING,FLAT,INNER CASING ... | 260 905782548 CASING,FLAT,INNER CASING AND BLADE RING | 8 | ALLRFPs\Saudi Energy\SEC RFP-C001707367\downloaded-rfp\SEC RFP-C001707367.xls
Saudi Energy | SEC RFP-C001707367 | 905782550 | 270 905782550 SCREW,CAP,HEX HD,#PM0A00A... | 270 905782550 SCREW,CAP,HEX HD,#PM0A00A09J94 | 54 | ALLRFPs\Saudi Energy\SEC RFP-C001707367\downloaded-rfp\SEC RFP-C001707367.xls
Saudi Energy | SEC RFP-C001707367 | 905782867 | 280 905782867 SCREW,CAP,CS,14MM DIA,12 ... | 280 905782867 SCREW,CAP,CS,14MM DIA,12 TPI,40MM LG,#PM | 44 | ALLRFPs\Saudi Energy\SEC RFP-C001707367\downloaded-rfp\SEC RFP-C001707367.xls
Saudi Energy | SEC RFP-C001707367 | 905924657 | 290 905924657 WASHER,LOCK,STL,13/16 IN ... | 290 905924657 WASHER,LOCK,STL,13/16 IN ID,#363B413003 | 30 | ALLRFPs\Saudi Energy\SEC RFP-C001707367\downloaded-rfp\SEC RFP-C001707367.xls
Saudi Energy | SEC RFP-C001707367 | 905941376 | 300 905941376 SCREW,CAP,STL,1 IN DIA,8 ... | 300 905941376 SCREW,CAP,STL,1 IN DIA,8 TPI,2-1/2 IN LG | 36 | ALLRFPs\Saudi Energy\SEC RFP-C001707367\downloaded-rfp\SEC RFP-C001707367.xls
Saudi Energy | SEC RFP-C001707367 | 905941511 | 310 905941511 WASHER,LOCK,STL,5/8 IN (1... | 310 905941511 WASHER,LOCK,STL,5/8 IN (15.88 MM),#10H05 | 36 | ALLRFPs\Saudi Energy\SEC RFP-C001707367\downloaded-rfp\SEC RFP-C001707367.xls
Saudi Energy | SEC RFP-C001707367 | 902018714 | 320 902018714 SCREW,CAP,STL,M30 DIA,3.5... | 320 902018714 SCREW,CAP,STL,M30 DIA,3.5MM,110 MM LG,#P | 32 | ALLRFPs\Saudi Energy\SEC RFP-C001707367\downloaded-rfp\SEC RFP-C001707367.xls
Saudi Energy | SEC RFP-C001707367 | 905714567 | 330 905714567 STRIP,SEAL, LP STEAM TURB... | 330 905714567 STRIP,SEAL, LP STEAM TURBINE GOVERNOR IN | 16 | ALLRFPs\Saudi Energy\SEC RFP-C001707367\downloaded-rfp\SEC RFP-C001707367.xls
Saudi Energy | SEC RFP-C001707367 | 905734079 | 340 905734079 STRIP:BULK NOUN,WEAR, HYD... | 340 905734079 STRIP:BULK NOUN,WEAR, HYDROGEN AND CARBO | 27 | ALLRFPs\Saudi Energy\SEC RFP-C001707367\downloaded-rfp\SEC RFP-C001707367.xls
Saudi Energy | SEC RFP-C001707367 | 905737097 | 350 905737097 STRIP,SEAL, ROW 10C, IP S... | 350 905737097 STRIP,SEAL, ROW 10C, IP STEAM TURBINE BL | 27 | ALLRFPs\Saudi Energy\SEC RFP-C001707367\downloaded-rfp\SEC RFP-C001707367.xls
Saudi Energy | SEC RFP-C001707367 | 905737100 | 360 905737100 STRIP,LOCK, SEGMENT, ROW ... | 360 905737100 STRIP,LOCK, SEGMENT, ROW 11C, IP BLADE S | 26 | ALLRFPs\Saudi Energy\SEC RFP-C001707367\downloaded-rfp\SEC RFP-C001707367.xls
Saudi Energy | SEC RFP-C001707367 | 905737102 | 370 905737102 STRIP,LOCK, SEGMENT, ROW ... | 370 905737102 STRIP,LOCK, SEGMENT, ROW 12, IP STEAM TU | 26 | ALLRFPs\Saudi Energy\SEC RFP-C001707367\downloaded-rfp\SEC RFP-C001707367.xls
Saudi Energy | SEC RFP-C001707367 | 905748532 | 380 905748532 PLUG,PIPE, GOVERNOR VALVE... | 380 905748532 PLUG,PIPE, GOVERNOR VALVE SERVO ACTUATOR | 14 | ALLRFPs\Saudi Energy\SEC RFP-C001707367\downloaded-rfp\SEC RFP-C001707367.xls
Saudi Energy | SEC RFP-C001707367 | 901234979 | 390 901234979 RING,LABYRINTH,BRONZE | 390 901234979 RING,LABYRINTH,BRONZE | 12 | ALLRFPs\Saudi Energy\SEC RFP-C001707367\downloaded-rfp\SEC RFP-C001707367.xls
Saudi Energy | SEC RFP-C001707367 | 902012649 | 400 902012649 GASKET,SWITCH,SQUARE,67 M... | 400 902012649 GASKET,SWITCH,SQUARE,67 MM ID X 102 MM ( | 12 | ALLRFPs\Saudi Energy\SEC RFP-C001707367\downloaded-rfp\SEC RFP-C001707367.xls
Saudi Energy | SEC RFP-C001707367 | 905699266 | 410 905699266 GASKET,CYLINDER,TRAPEZOID... | 410 905699266 GASKET,CYLINDER,TRAPEZOIDAL | 3 | ALLRFPs\Saudi Energy\SEC RFP-C001707367\downloaded-rfp\SEC RFP-C001707367.xls
Saudi Energy | SEC RFP-C001707367 | 905710438 | 420 905710438 GASKET,EXCITER GENERATOR ... | 420 905710438 GASKET,EXCITER GENERATOR ASSEMBLY,NON SP | 3 | ALLRFPs\Saudi Energy\SEC RFP-C001707367\downloaded-rfp\SEC RFP-C001707367.xls
Saudi Energy | SEC RFP-C001707367 | 905714607 | 430 905714607 PIN,STOP,INNER AND OUTER ... | 430 905714607 PIN,STOP,INNER AND OUTER GLAND,STEAM TUR | 20 | ALLRFPs\Saudi Energy\SEC RFP-C001707367\downloaded-rfp\SEC RFP-C001707367.xls
Saudi Energy | SEC RFP-C001707367 | 905714636 | 440 905714636 GASKET,PIPING ARRANGEMENT... | 440 905714636 GASKET,PIPING ARRANGEMENT,FLANGE, NON SP | 10 | ALLRFPs\Saudi Energy\SEC RFP-C001707367\downloaded-rfp\SEC RFP-C001707367.xls
Saudi Energy | SEC RFP-C001707367 | 905719576 | 450 905719576 GASKET,OIL SEAL,NON SPIRA... | 450 905719576 GASKET,OIL SEAL,NON SPIRAL,ROUND,1 M AND | 8 | ALLRFPs\Saudi Energy\SEC RFP-C001707367\downloaded-rfp\SEC RFP-C001707367.xls
Saudi Energy | SEC RFP-C001707367 | 905719620 | 460 905719620 GASKET,COVER,NON SPIRAL,R... | 460 905719620 GASKET,COVER,NON SPIRAL,ROUND,1 FT AND 8 | 3 | ALLRFPs\Saudi Energy\SEC RFP-C001707367\downloaded-rfp\SEC RFP-C001707367.xls
Saudi Energy | SEC RFP-C001707367 | 905719629 | 470 905719629 GASKET,GENERATOR,ROUND,14... | 470 905719629 GASKET,GENERATOR,ROUND,148 MM ID X 276 M | 16 | ALLRFPs\Saudi Energy\SEC RFP-C001707367\downloaded-rfp\SEC RFP-C001707367.xls
Saudi Energy | SEC RFP-C001707367 | 905719633 | 480 905719633 GASKET,GENERATOR,ROUND,27... | 480 905719633 GASKET,GENERATOR,ROUND,27 MM ID X 73 MM | 8 | ALLRFPs\Saudi Energy\SEC RFP-C001707367\downloaded-rfp\SEC RFP-C001707367.xls
Saudi Energy | SEC RFP-C001707367 | 905719634 | 490 905719634 GASKET,GENERATOR,ROUND,75... | 490 905719634 GASKET,GENERATOR,ROUND,75 MM ID X 160 MM | 12 | ALLRFPs\Saudi Energy\SEC RFP-C001707367\downloaded-rfp\SEC RFP-C001707367.xls
Saudi Energy | SEC RFP-C001707367 | 905745914 | 500 905745914 PLUG,PIPE, STEAM TURBINE ... | 500 905745914 PLUG,PIPE, STEAM TURBINE GENERATOR,5/8 I | 3 | ALLRFPs\Saudi Energy\SEC RFP-C001707367\downloaded-rfp\SEC RFP-C001707367.xls
Saudi Energy | SEC RFP-C001707367 | 905745977 | 510 905745977 GASKET,VENT AND EQVALIZER... | 510 905745977 GASKET,VENT AND EQVALIZER,ROUND,7/16 IN | 4 | ALLRFPs\Saudi Energy\SEC RFP-C001707367\downloaded-rfp\SEC RFP-C001707367.xls
Saudi Energy | SEC RFP-C001707367 | 905745978 | 520 905745978 GASKET,GENEATOR COOLER,IR... | 520 905745978 GASKET,GENEATOR COOLER,IRREGULAR RECTANG | 10 | ALLRFPs\Saudi Energy\SEC RFP-C001707367\downloaded-rfp\SEC RFP-C001707367.xls
Saudi Energy | SEC RFP-C001707367 | 905922772 | 530 905922772 GASKET,MANHOLE COVER,RECT... | 530 905922772 GASKET,MANHOLE COVER,RECTANGULAR,(400 MM | 4 | ALLRFPs\Saudi Energy\SEC RFP-C001707367\downloaded-rfp\SEC RFP-C001707367.xls
Saudi Energy | SEC RFP-C001707367 | 905748438 | 540 905748438 BUTTON,LOWER BEARING, GOV... | 540 905748438 BUTTON,LOWER BEARING, GOVERNOR,3-5/8 IN | 24 | ALLRFPs\Saudi Energy\SEC RFP-C001707367\downloaded-rfp\SEC RFP-C001707367.xls
Saudi Energy | SEC RFP-C001707367 | 901202690 | 550 901202690 WASHER,TAB,SSTL,16MM,17 M... | 550 901202690 WASHER,TAB,SSTL,16MM,17 MM ID,1 MM TH,#P | 24 | ALLRFPs\Saudi Energy\SEC RFP-C001707367\downloaded-rfp\SEC RFP-C001707367.xls
Saudi Energy | SEC RFP-C001707367 | 902001526 | 560 902001526 WASHER,TAB,STL,45/64 IN,3... | 560 902001526 WASHER,TAB,STL,45/64 IN,3/4 IN ID,#121A0 | 32 | ALLRFPs\Saudi Energy\SEC RFP-C001707367\downloaded-rfp\SEC RFP-C001707367.xls
Saudi Energy | SEC RFP-C001707367 | 905734161 | 570 905734161 WASHER:INSULATING,1 IN NO... | 570 905734161 WASHER:INSULATING,1 IN NOM,1 IN ID,1-1/2 | 8 | ALLRFPs\Saudi Energy\SEC RFP-C001707367\downloaded-rfp\SEC RFP-C001707367.xls
Saudi Energy | SEC RFP-C001707367 | 905734170 | 580 905734170 GASKET,BALANCE HOLE COVER... | 580 905734170 GASKET,BALANCE HOLE COVER,ROUND,145 MM I | 9 | ALLRFPs\Saudi Energy\SEC RFP-C001707367\downloaded-rfp\SEC RFP-C001707367.xls
Saudi Energy | SEC RFP-C001707367 | 905734173 | 590 905734173 GASKET,BEARING OIL SEAL,N... | 590 905734173 GASKET,BEARING OIL SEAL,NON SPIRAL,ROUND | 11 | ALLRFPs\Saudi Energy\SEC RFP-C001707367\downloaded-rfp\SEC RFP-C001707367.xls
Saudi Energy | SEC RFP-C001707367 | 905736224 | 600 905736224 COUPLING,SHAFT,STL/RUBBER... | 600 905736224 COUPLING,SHAFT,STL/RUBBER,#6581D3001 | 1 | ALLRFPs\Saudi Energy\SEC RFP-C001707367\downloaded-rfp\SEC RFP-C001707367.xls
Saudi Energy | SEC RFP-C001707367 | 905738514 | 610 905738514 RING,BACK-UP,1-1/8 IN ID ... | 610 905738514 RING,BACK-UP,1-1/8 IN ID X 1-13/32 IN OD | 23 | ALLRFPs\Saudi Energy\SEC RFP-C001707367\downloaded-rfp\SEC RFP-C001707367.xls
Saudi Energy | SEC RFP-C001707367 | 905745927 | 620 905745927 SHIM:CLEARANCE ADJUSTING,... | 620 905745927 SHIM:CLEARANCE ADJUSTING,1/32 IN THK,1/2 | 14 | ALLRFPs\Saudi Energy\SEC RFP-C001707367\downloaded-rfp\SEC RFP-C001707367.xls
Saudi Energy | SEC RFP-C001707367 | 905748470 | 630 905748470 SHIM SET:CLEARANCE ADJUST... | 630 905748470 SHIM SET:CLEARANCE ADJUSTING,0.1 MM TO 0 | 12 | ALLRFPs\Saudi Energy\SEC RFP-C001707367\downloaded-rfp\SEC RFP-C001707367.xls
Saudi Energy | SEC RFP-C001707367 | 905760476 | 640 905760476 PACKING,PARTITION,BLACK R... | 640 905760476 PACKING,PARTITION,BLACK RUBBER,ROUND,665 | 8 | ALLRFPs\Saudi Energy\SEC RFP-C001707367\downloaded-rfp\SEC RFP-C001707367.xls
Saudi Energy | SEC RFP-C001707367 | 905781387 | 650 905781387 INSERT,GENERATOR,1.125 IN... | 650 905781387 INSERT,GENERATOR,1.125 IN LG X 0.875 IN | 20 | ALLRFPs\Saudi Energy\SEC RFP-C001707367\downloaded-rfp\SEC RFP-C001707367.xls
Saudi Energy | SEC RFP-C001707367 | 905922821 | 660 905922821 GASKET,STEAM TURBINE,ROUN... | 660 905922821 GASKET,STEAM TURBINE,ROUND,980 MM ID X 1 | 16 | ALLRFPs\Saudi Energy\SEC RFP-C001707367\downloaded-rfp\SEC RFP-C001707367.xls
Saudi Energy | SEC RFP-C001707367 | 902019193 | 670 902019193 PIN:BULK NOUN,PARALLEL,GU... | 670 902019193 PIN:BULK NOUN,PARALLEL,GUIDE VANE ADJUST | 1 | ALLRFPs\Saudi Energy\SEC RFP-C001707367\downloaded-rfp\SEC RFP-C001707367.xls
Saudi Energy | SEC RFP-C001707367 | 901400526 | 680 901400526 FAN:AXIAL FLOW,80 MM X 80... | 680 901400526 FAN:AXIAL FLOW,80 MM X 80 MM X 25 MM,2 W | 4 | ALLRFPs\Saudi Energy\SEC RFP-C001707367\downloaded-rfp\SEC RFP-C001707367.xls
Saudi Energy | SEC RFP-C001707367 | 901321921 | 690 901321921 SCREW,SET,STL,1/2 IN DIA,... | 690 901321921 SCREW,SET,STL,1/2 IN DIA,13 TPI,1 IN LG | 40 | ALLRFPs\Saudi Energy\SEC RFP-C001707367\downloaded-rfp\SEC RFP-C001707367.xls
Saudi Energy | SEC RFP-C001707367 | 902501407 | 700 902501407 BEARING,BALL,RDL,SGL R,25... | 700 902501407 BEARING,BALL,RDL,SGL R,25 MM ID,62 MM OD | 6 | ALLRFPs\Saudi Energy\SEC RFP-C001707367\downloaded-rfp\SEC RFP-C001707367.xls
Saudi Energy | SEC RFP-C001707367 | 902502134 | 710 902502134 BEARING,BALL,CONRAD,RADIA... | 710 902502134 BEARING,BALL,CONRAD,RADIAL,1 R,50 MM ID | 12 | ALLRFPs\Saudi Energy\SEC RFP-C001707367\downloaded-rfp\SEC RFP-C001707367.xls
Saudi Energy | SEC RFP-C001707367 | 905714537 | 720 905714537 LINER,BEARING,76 MM DIA X... | 720 905714537 LINER,BEARING,76 MM DIA X 10 MM TH,STL | 16 | ALLRFPs\Saudi Energy\SEC RFP-C001707367\downloaded-rfp\SEC RFP-C001707367.xls
Saudi Energy | SEC RFP-C001707367 | 905714576 | 730 905714576 NUT,HEX,STL,2 IN DIA,8 TP... | 730 905714576 NUT,HEX,STL,2 IN DIA,8 TPI,1-15/16 IN HT | 30 | ALLRFPs\Saudi Energy\SEC RFP-C001707367\downloaded-rfp\SEC RFP-C001707367.xls
Saudi Energy | SEC RFP-C001707367 | 905733886 | 740 905733886 STUD,ALL-THREAD,STL,5/8 I... | 740 905733886 STUD,ALL-THREAD,STL,5/8 IN DIA,#627C7250 | 21 | ALLRFPs\Saudi Energy\SEC RFP-C001707367\downloaded-rfp\SEC RFP-C001707367.xls
Saudi Energy | SEC RFP-C001707367 | 905738505 | 750 905738505 SCREW,SET,#270A509002 | 750 905738505 SCREW,SET,#270A509002 | 41 | ALLRFPs\Saudi Energy\SEC RFP-C001707367\downloaded-rfp\SEC RFP-C001707367.xls
Saudi Energy | SEC RFP-C001707367 | 905748432 | 760 905748432 BUSHING,SERVO ACTUATOR,IN... | 760 905748432 BUSHING,SERVO ACTUATOR,INTERCEPTOR AND R | 8 | ALLRFPs\Saudi Energy\SEC RFP-C001707367\downloaded-rfp\SEC RFP-C001707367.xls
Saudi Energy | SEC RFP-C001707367 | 905748471 | 770 905748471 LINER,BEARING,76 MM DIA X... | 770 905748471 LINER,BEARING,76 MM DIA X 19 MM TH,STL | 10 | ALLRFPs\Saudi Energy\SEC RFP-C001707367\downloaded-rfp\SEC RFP-C001707367.xls
Saudi Energy | SEC RFP-C001707367 | 905748472 | 780 905748472 LINER,BEARING #2 INNER,92... | 780 905748472 LINER,BEARING #2 INNER,92 MM DIA X 26 MM | 10 | ALLRFPs\Saudi Energy\SEC RFP-C001707367\downloaded-rfp\SEC RFP-C001707367.xls
Saudi Energy | SEC RFP-C001707367 | 905748483 | 790 905748483 NUT:INTERNAL WRENCHING,3/... | 790 905748483 NUT:INTERNAL WRENCHING,3/4 IN DIA,10 TPI | 27 | ALLRFPs\Saudi Energy\SEC RFP-C001707367\downloaded-rfp\SEC RFP-C001707367.xls
Saudi Energy | SEC RFP-C001707367 | 905748492 | 800 905748492 NUT:INTERNAL WRENCHING,2 ... | 800 905748492 NUT:INTERNAL WRENCHING,2 IN DIA,8 UN,STL | 25 | ALLRFPs\Saudi Energy\SEC RFP-C001707367\downloaded-rfp\SEC RFP-C001707367.xls
Saudi Energy | SEC RFP-C001707367 | 905782549 | 810 905782549 NUT,CAP,#PM0A61D68B48 | 810 905782549 NUT,CAP,#PM0A61D68B48 | 14 | ALLRFPs\Saudi Energy\SEC RFP-C001707367\downloaded-rfp\SEC RFP-C001707367.xls
Saudi Energy | SEC RFP-C001707367 | 905826588 | 820 905826588 BEARING,BALL,CONRAD,RADIA... | 820 905826588 BEARING,BALL,CONRAD,RADIAL,1 R,40MM ID | 8 | ALLRFPs\Saudi Energy\SEC RFP-C001707367\downloaded-rfp\SEC RFP-C001707367.xls
Saudi Energy | SEC RFP-C001707367 | 905941405 | 830 905941405 NUT,HEX,MEDIUM CSTL,5/8 I... | 830 905941405 NUT,HEX,MEDIUM CSTL,5/8 IN DIA,11 TPI,#3 | 34 | ALLRFPs\Saudi Energy\SEC RFP-C001707367\downloaded-rfp\SEC RFP-C001707367.xls
Saudi Energy | SEC RFP-C001707367 | 902001126 | 840 902001126 WASHER,FLAT,RD,NITRIDED S... | 840 902001126 WASHER,FLAT,RD,NITRIDED STL,1 IN ID,#363 | 14 | ALLRFPs\Saudi Energy\SEC RFP-C001707367\downloaded-rfp\SEC RFP-C001707367.xls
Saudi Energy | SEC RFP-C001707367 | 902013003 | 850 902013003 MATERIAL,SEAL,STRIP,NEOPR... | 850 902013003 MATERIAL,SEAL,STRIP,NEOPRENE RUBBER,45 M | 12 | ALLRFPs\Saudi Energy\SEC RFP-C001707367\downloaded-rfp\SEC RFP-C001707367.xls
Saudi Energy | SEC RFP-C001707367 | 905713950 | 860 905713950 SPRING,COMP,STL,3/8 IN ID... | 860 905713950 SPRING,COMP,STL,3/8 IN ID X 1/2 IN OD,#V | 236 | ALLRFPs\Saudi Energy\SEC RFP-C001707367\downloaded-rfp\SEC RFP-C001707367.xls
Saudi Energy | SEC RFP-C001707367 | 905713959 | 870 905713959 SPRING,COMP,STL,13/16 IN ... | 870 905713959 SPRING,COMP,STL,13/16 IN ID X 1 IN OD,#P | 3 | ALLRFPs\Saudi Energy\SEC RFP-C001707367\downloaded-rfp\SEC RFP-C001707367.xls
Saudi Energy | SEC RFP-C001707367 | 905714589 | 880 905714589 SPRING,COMP,STL,7/8 IN ID... | 880 905714589 SPRING,COMP,STL,7/8 IN ID X 1-3/16 IN OD | 28 | ALLRFPs\Saudi Energy\SEC RFP-C001707367\downloaded-rfp\SEC RFP-C001707367.xls
Saudi Energy | SEC RFP-C001707367 | 905719585 | 890 905719585 WASHER,FLAT,RD,STL,27 MM ... | 890 905719585 WASHER,FLAT,RD,STL,27 MM ID,6.5 MM TH,#3 | 20 | ALLRFPs\Saudi Energy\SEC RFP-C001707367\downloaded-rfp\SEC RFP-C001707367.xls
Saudi Energy | SEC RFP-C001707367 | 905782866 | 900 905782866 WASHER,FLAT,#PW4193C67010 | 900 905782866 WASHER,FLAT,#PW4193C67010 | 34 | ALLRFPs\Saudi Energy\SEC RFP-C001707367\downloaded-rfp\SEC RFP-C001707367.xls
Saudi Energy | SEC RFP-C001707367 | 905941315 | 910 905941315 WASHER,FLAT,RD,NITRIDED S... | 910 905941315 WASHER,FLAT,RD,NITRIDED STL,1-7/8 IN ID | 38 | ALLRFPs\Saudi Energy\SEC RFP-C001707367\downloaded-rfp\SEC RFP-C001707367.xls
Saudi Energy | SEC RFP-C001707367 | 905942294 | 920 905942294 WASHER,FLAT,RD,STL,2-5/16... | 920 905942294 WASHER,FLAT,RD,STL,2-5/16 IN ID,#363B412 | 26 | ALLRFPs\Saudi Energy\SEC RFP-C001707367\downloaded-rfp\SEC RFP-C001707367.xls
Saudi Energy | SEC RFP-C001707367 | 904010463 | 930 904010463 RELAY,V,O,0.1 TO 20 SEC,2... | 930 904010463 RELAY,V,O,0.1 TO 20 SEC,2 CHANGE OVER,#3 | 10 | ALLRFPs\Saudi Energy\SEC RFP-C001707367\downloaded-rfp\SEC RFP-C001707367.xls
Saudi Energy | SEC RFP-C001707367 | 904202901 | 940 904202901 RELAY,V,UNDER AND OVER,0.... | 940 904202901 RELAY,V,UNDER AND OVER,0.1 TO 20 S,#3UG4 | 2 | ALLRFPs\Saudi Energy\SEC RFP-C001707367\downloaded-rfp\SEC RFP-C001707367.xls
Saudi Energy | SEC RFP-C001707367 | 905782886 | 950 905782886 PIN,PARALLEL,STEAM TURBIN... | 950 905782886 PIN,PARALLEL,STEAM TURBINE,16 MM DIA,40 | 24 | ALLRFPs\Saudi Energy\SEC RFP-C001707367\downloaded-rfp\SEC RFP-C001707367.xls
Saudi Energy | SEC RFP-C001707490 | 901408415 | 10 901408415 GASKET SET, | 10 901408415 GASKET SET, | 32 | ALLRFPs\Saudi Energy\SEC RFP-C001707490\downloaded-rfp\SEC RFP-C001707490.xls
Saudi Energy | SEC RFP-C001707490 | 901499248 | 20 901499248 PLATE,HP AND IP TURBINE T... | 20 901499248 PLATE,HP AND IP TURBINE TEMPERATURE SENS | 64 | ALLRFPs\Saudi Energy\SEC RFP-C001707490\downloaded-rfp\SEC RFP-C001707490.xls
Saudi Energy | SEC RFP-C001707490 | 905656908 | 30 905656908 LENS:FLAME SCANNER,19 MM ... | 30 905656908 LENS:FLAME SCANNER,19 MM DIA X 3 MM TH,G | 5 | ALLRFPs\Saudi Energy\SEC RFP-C001707490\downloaded-rfp\SEC RFP-C001707490.xls
Saudi Energy | SEC RFP-C001707490 | 905661807 | 40 905661807 O-RING,LUBE OIL COOLER,76... | 40 905661807 O-RING,LUBE OIL COOLER,760 MM ID,780 MM | 48 | ALLRFPs\Saudi Energy\SEC RFP-C001707490\downloaded-rfp\SEC RFP-C001707490.xls
Saudi Energy | SEC RFP-C001707490 | 905679288 | 50 905679288 PIECE,END,OIL PUMP,GAS TU... | 50 905679288 PIECE,END,OIL PUMP,GAS TURBINE,70 MM DIA | 4 | ALLRFPs\Saudi Energy\SEC RFP-C001707490\downloaded-rfp\SEC RFP-C001707490.xls
Saudi Energy | SEC RFP-C001707490 | 905680306 | 60 905680306 MATERIAL,PROFILE | 60 905680306 MATERIAL,PROFILE | 24 | ALLRFPs\Saudi Energy\SEC RFP-C001707490\downloaded-rfp\SEC RFP-C001707490.xls
Saudi Energy | SEC RFP-C001707490 | 905681294 | 70 905681294 GASKET,COOLER,STRIP,STRIP... | 70 905681294 GASKET,COOLER,STRIP,STRIP,(6 MM X 14 MM) | 48 | ALLRFPs\Saudi Energy\SEC RFP-C001707490\downloaded-rfp\SEC RFP-C001707490.xls
Saudi Energy | SEC RFP-C001707490 | 905683234 | 80 905683234 GASKET,PISTON,ROUND,72 MM... | 80 905683234 GASKET,PISTON,ROUND,72 MM ID X 98 MM OD | 4 | ALLRFPs\Saudi Energy\SEC RFP-C001707490\downloaded-rfp\SEC RFP-C001707490.xls
Saudi Energy | SEC RFP-C001707490 | 905690820 | 90 905690820 STRIP,MOUNTING, TURBINE S... | 90 905690820 STRIP,MOUNTING, TURBINE SHRINK RING,125 | 12 | ALLRFPs\Saudi Energy\SEC RFP-C001707490\downloaded-rfp\SEC RFP-C001707490.xls
Saudi Energy | SEC RFP-C001707490 | 905690823 | 100 905690823 STRIP,MOUNTING, TURBINE S... | 100 905690823 STRIP,MOUNTING, TURBINE SHRINK RING,125 | 11 | ALLRFPs\Saudi Energy\SEC RFP-C001707490\downloaded-rfp\SEC RFP-C001707490.xls
Saudi Energy | SEC RFP-C001707490 | 905913329 | 110 905913329 RING,SLIDE,90 MM ID X 94 ... | 110 905913329 RING,SLIDE,90 MM ID X 94 MM OD X 3.8 MM | 11 | ALLRFPs\Saudi Energy\SEC RFP-C001707490\downloaded-rfp\SEC RFP-C001707490.xls
Saudi Energy | SEC RFP-C001707490 | 905690822 | 120 905690822 STRIP,MOUNTING, TURBINE S... | 120 905690822 STRIP,MOUNTING, TURBINE SHRINK RING,125 | 8 | ALLRFPs\Saudi Energy\SEC RFP-C001707490\downloaded-rfp\SEC RFP-C001707490.xls
Saudi Energy | SEC RFP-C001707490 | 905932612 | 150 905932612 RING,SHEAR,225 MM ID X 26... | 150 905932612 RING,SHEAR,225 MM ID X 260 MM OD X 10 MM | 16 | ALLRFPs\Saudi Energy\SEC RFP-C001707490\downloaded-rfp\SEC RFP-C001707490.xls
Saudi Energy | SEC RFP-C001707490 | 905661823 | 160 905661823 DETECTOR,RESISTANCE TEMPE... | 160 905661823 DETECTOR,RESISTANCE TEMPERATURE,MINUS 50 | 1 | ALLRFPs\Saudi Energy\SEC RFP-C001707490\downloaded-rfp\SEC RFP-C001707490.xls
Saudi Energy | SEC RFP-C001707490 | 905679552 | 170 905679552 CONVERTER,SIGNAL,#IR1781C... | 170 905679552 CONVERTER,SIGNAL,#IR1781C01 | 17 | ALLRFPs\Saudi Energy\SEC RFP-C001707490\downloaded-rfp\SEC RFP-C001707490.xls
Saudi Energy | SEC RFP-C001707490 | 901403883 | 180 901403883 TUBE:INSULATING,16 MM ID ... | 180 901403883 TUBE:INSULATING,16 MM ID X 20 MM OD X 30 | 64 | ALLRFPs\Saudi Energy\SEC RFP-C001707490\downloaded-rfp\SEC RFP-C001707490.xls
Saudi Energy | SEC RFP-C001707490 | 905656511 | 190 905656511 PIN,CYLINDERICAL,INTERCEP... | 190 905656511 PIN,CYLINDERICAL,INTERCEPT STOP VALVE,12 | 22 | ALLRFPs\Saudi Energy\SEC RFP-C001707490\downloaded-rfp\SEC RFP-C001707490.xls
Saudi Energy | SEC RFP-C001707490 | 905680847 | 200 905680847 TUBE:INSULATING,12 MM ID ... | 200 905680847 TUBE:INSULATING,12 MM ID X 18 MM OD X 16 | 74 | ALLRFPs\Saudi Energy\SEC RFP-C001707490\downloaded-rfp\SEC RFP-C001707490.xls
Saudi Energy | SEC RFP-C001707490 | 905661495 | 210 905661495 KIT,GLOBE VALVE 2 IN,SEAL... | 210 905661495 KIT,GLOBE VALVE 2 IN,SEALING,PACKING AND | 20 | ALLRFPs\Saudi Energy\SEC RFP-C001707490\downloaded-rfp\SEC RFP-C001707490.xls
Saudi Energy | SEC RFP-C001707490 | 901409002 | 220 901409002 NUT,SQUARE,FIBER GLASS,10... | 220 901409002 NUT,SQUARE,FIBER GLASS,10 MM DIA,0.75,#W | 32 | ALLRFPs\Saudi Energy\SEC RFP-C001707490\downloaded-rfp\SEC RFP-C001707490.xls
Saudi Energy | SEC RFP-C001707490 | 901121972 | 230 901121972 GASKET,BULK NOUN: | 230 901121972 GASKET,BULK NOUN: | 14 | ALLRFPs\Saudi Energy\SEC RFP-C001707490\downloaded-rfp\SEC RFP-C001707490.xls
Saudi Energy | SEC RFP-C001707490 | 905655981 | 240 905655981 GASKET,STEAM TURBINE,ANSI | 240 905655981 GASKET,STEAM TURBINE,ANSI | 8 | ALLRFPs\Saudi Energy\SEC RFP-C001707490\downloaded-rfp\SEC RFP-C001707490.xls
Saudi Energy | SEC RFP-C001707490 | 905661768 | 250 905661768 GASKET,SEALING,FLAT,STRIP... | 250 905661768 GASKET,SEALING,FLAT,STRIP,10 MM WD X 892 | 14 | ALLRFPs\Saudi Energy\SEC RFP-C001707490\downloaded-rfp\SEC RFP-C001707490.xls
Saudi Energy | SEC RFP-C001707490 | 905684688 | 260 905684688 WIRE:GROUNDING,CU,16 AWG,... | 260 905684688 WIRE:GROUNDING,CU,16 AWG,37 STR,CSA/UL | 176 | ALLRFPs\Saudi Energy\SEC RFP-C001707490\downloaded-rfp\SEC RFP-C001707490.xls
Saudi Energy | SEC RFP-C001707490 | 901499159 | 270 901499159 WASHER:INSULATING,35 MM N... | 270 901499159 WASHER:INSULATING,35 MM NOM,36 MM ID,66 | 38 | ALLRFPs\Saudi Energy\SEC RFP-C001707490\downloaded-rfp\SEC RFP-C001707490.xls
Saudi Energy | SEC RFP-C001707490 | 905661537 | 280 905661537 CHEMICAL:INORGANIC,ANION,... | 280 905661537 CHEMICAL:INORGANIC,ANION,BEADS,28 L CAN | 100 | ALLRFPs\Saudi Energy\SEC RFP-C001707490\downloaded-rfp\SEC RFP-C001707490.xls
Saudi Energy | SEC RFP-C001707490 | 902004129 | 290 902004129 SPRING,COMP,STL,14 MM ID ... | 290 902004129 SPRING,COMP,STL,14 MM ID X 19 MM OD,#KWG | 1,216 | ALLRFPs\Saudi Energy\SEC RFP-C001707490\downloaded-rfp\SEC RFP-C001707490.xls
Saudi Energy | SEC RFP-C001707490 | 902017590 | 300 902017590 MODULE:CONTROL,FEM FRONT ... | 300 902017590 MODULE:CONTROL,FEM FRONT END CONNECTOR K | 1 | ALLRFPs\Saudi Energy\SEC RFP-C001707490\downloaded-rfp\SEC RFP-C001707490.xls
Saudi Energy | SEC RFP-C001707490 | 901403733 | 310 901403733 PIN,ROLL | 310 901403733 PIN,ROLL | 72 | ALLRFPs\Saudi Energy\SEC RFP-C001707490\downloaded-rfp\SEC RFP-C001707490.xls
Saudi Energy | SEC RFP-C001707490 | 905681894 | 320 905681894 VALVE,GATE,WEDGE,WOG,1 IN... | 320 905681894 VALVE,GATE,WEDGE,WOG,1 IN,FULL,#ND1INCL1 | 1 | ALLRFPs\Saudi Energy\SEC RFP-C001707490\downloaded-rfp\SEC RFP-C001707490.xls
Saudi Energy | SEC RFP-C001707490 | 905915356 | 330 905915356 TUBE,BOILER,STR,ALLOY STL... | 330 905915356 TUBE,BOILER,STR,ALLOY STL,#F132F262 | 3,415 | ALLRFPs\Saudi Energy\SEC RFP-C001707490\downloaded-rfp\SEC RFP-C001707490.xls
Saudi Energy | SEC RFP-C001707491 | 901409201 | 10 901409201 STRIP,FD FAN REGULATING D... | 10 901409201 STRIP,FD FAN REGULATING DRIVE ASSEMBLY,3 | 16 | ALLRFPs\Saudi Energy\SEC RFP-C001707491\downloaded-rfp\SEC RFP-C001707491.xls
Saudi Energy | SEC RFP-C001707491 | 902501636 | 20 902501636 STRIP,DAMPING, GAS TURBIN... | 20 902501636 STRIP,DAMPING, GAS TURBINE ROTOR BLADE,1 | 119 | ALLRFPs\Saudi Energy\SEC RFP-C001707491\downloaded-rfp\SEC RFP-C001707491.xls
Saudi Energy | SEC RFP-C001707491 | 901222043 | 30 901222043 SCREW,CAP,ASTL,M24 DIA,3 ... | 30 901222043 SCREW,CAP,ASTL,M24 DIA,3 MM,170MM LG,#M2 | 256 | ALLRFPs\Saudi Energy\SEC RFP-C001707491\downloaded-rfp\SEC RFP-C001707491.xls
Saudi Energy | SEC RFP-C001707491 | 901222044 | 40 901222044 WASHER,LOCK,ASTL,M 24,25 ... | 40 901222044 WASHER,LOCK,ASTL,M 24,25 MM ID,4 MM TH | 512 | ALLRFPs\Saudi Energy\SEC RFP-C001707491\downloaded-rfp\SEC RFP-C001707491.xls
Saudi Energy | SEC RFP-C001707491 | 901222489 | 50 901222489 WASHER,LOCK,ASTL,M16,17 M... | 50 901222489 WASHER,LOCK,ASTL,M16,17 MM ID,5 MM TH,#4 | 80 | ALLRFPs\Saudi Energy\SEC RFP-C001707491\downloaded-rfp\SEC RFP-C001707491.xls
Saudi Energy | SEC RFP-C001707491 | 901222522 | 60 901222522 WASHER,LOCK,ASTL,M16,12.5... | 60 901222522 WASHER,LOCK,ASTL,M16,12.5 MM ID,5 MM TH | 64 | ALLRFPs\Saudi Energy\SEC RFP-C001707491\downloaded-rfp\SEC RFP-C001707491.xls
Saudi Energy | SEC RFP-C001707491 | 901222751 | 70 901222751 KEY,SHAFT:ALLOY STEEL,FEA... | 70 901222751 KEY,SHAFT:ALLOY STEEL,FEATHER KEY,8 MM W | 80 | ALLRFPs\Saudi Energy\SEC RFP-C001707491\downloaded-rfp\SEC RFP-C001707491.xls
Saudi Energy | SEC RFP-C001707491 | 901324245 | 80 901324245 BUSHING,BOILER FD FAN REG... | 80 901324245 BUSHING,BOILER FD FAN REGULATING DRIVE S | 8 | ALLRFPs\Saudi Energy\SEC RFP-C001707491\downloaded-rfp\SEC RFP-C001707491.xls
Saudi Energy | SEC RFP-C001707491 | 901404000 | 90 901404000 GASKET,FD FAN ROATATING O... | 90 901404000 GASKET,FD FAN ROATATING OIL SEAL,FD FAN | 32 | ALLRFPs\Saudi Energy\SEC RFP-C001707491\downloaded-rfp\SEC RFP-C001707491.xls
Saudi Energy | SEC RFP-C001707491 | 901498963 | 100 901498963 RING,FDF S RING,22 MM,SST... | 100 901498963 RING,FDF S RING,22 MM,SSTL,DIN00471 | 320 | ALLRFPs\Saudi Energy\SEC RFP-C001707491\downloaded-rfp\SEC RFP-C001707491.xls
Saudi Energy | SEC RFP-C001707491 | 902001306 | 110 902001306 PIN,KNURLED,8 MM DIA,53 M... | 110 902001306 PIN,KNURLED,8 MM DIA,53 MM LG,STL | 8 | ALLRFPs\Saudi Energy\SEC RFP-C001707491\downloaded-rfp\SEC RFP-C001707491.xls
Saudi Energy | SEC RFP-C001707491 | 902020780 | 120 902020780 RING,SCRAPER,319 MM ID X ... | 120 902020780 RING,SCRAPER,319 MM ID X 335 MM OD X 2 M | 4 | ALLRFPs\Saudi Energy\SEC RFP-C001707491\downloaded-rfp\SEC RFP-C001707491.xls
Saudi Energy | SEC RFP-C001707491 | 902501632 | 130 902501632 PIECE,INTERMEDIATE,GAS TU... | 130 902501632 PIECE,INTERMEDIATE,GAS TURBINE,(56.15 MM | 40 | ALLRFPs\Saudi Energy\SEC RFP-C001707491\downloaded-rfp\SEC RFP-C001707491.xls
Saudi Energy | SEC RFP-C001707491 | 905900692 | 140 905900692 O-RING,15.8 MM ID,20.6 MM... | 140 905900692 O-RING,15.8 MM ID,20.6 MM OD,2.4 MM WD | 10 | ALLRFPs\Saudi Energy\SEC RFP-C001707491\downloaded-rfp\SEC RFP-C001707491.xls
Saudi Energy | SEC RFP-C001707491 | 905942930 | 150 905942930 RING,OIL SCRAPER,BEARING,... | 150 905942930 RING,OIL SCRAPER,BEARING,GAS TURBINE,367 | 4 | ALLRFPs\Saudi Energy\SEC RFP-C001707491\downloaded-rfp\SEC RFP-C001707491.xls
Saudi Energy | SEC RFP-C001707491 | 909201303 | 160 909201303 O-RING,644.21 MM DIA ID,6... | 160 909201303 O-RING,644.21 MM DIA ID,648,34 MM DIA OD | 4 | ALLRFPs\Saudi Energy\SEC RFP-C001707491\downloaded-rfp\SEC RFP-C001707491.xls
Saudi Energy | SEC RFP-C001707491 | 902000611 | 170 902000611 SCREW,CAP,STL,24MM DIA,3 ... | 170 902000611 SCREW,CAP,STL,24MM DIA,3 MM,80 MM LG,#KW | 16 | ALLRFPs\Saudi Energy\SEC RFP-C001707491\downloaded-rfp\SEC RFP-C001707491.xls
Saudi Energy | SEC RFP-C001707491 | 901220043 | 180 901220043 HOSE,NON-METALLIC:HYDRAUL... | 180 901220043 HOSE,NON-METALLIC:HYDRAULIC OIL TANK / D | 6 | ALLRFPs\Saudi Energy\SEC RFP-C001707491\downloaded-rfp\SEC RFP-C001707491.xls
Saudi Energy | SEC RFP-C001707491 | 901220045 | 190 901220045 HOSE,NON-METALLIC:LUBE OI... | 190 901220045 HOSE,NON-METALLIC:LUBE OIL TANK / DISCHA | 6 | ALLRFPs\Saudi Energy\SEC RFP-C001707491\downloaded-rfp\SEC RFP-C001707491.xls
Saudi Energy | SEC RFP-C001707491 | 901222549 | 200 901222549 SLEEVE,BULK NOUN:STAINLES... | 200 901222549 SLEEVE,BULK NOUN:STAINLESS STEEL,PA AND | 16 | ALLRFPs\Saudi Energy\SEC RFP-C001707491\downloaded-rfp\SEC RFP-C001707491.xls
Saudi Energy | SEC RFP-C001707491 | 901222698 | 210 901222698 REDUCER,TUBE,SSTL,#921158... | 210 901222698 REDUCER,TUBE,SSTL,#92115895 | 10 | ALLRFPs\Saudi Energy\SEC RFP-C001707491\downloaded-rfp\SEC RFP-C001707491.xls
Saudi Energy | SEC RFP-C001707491 | 901222699 | 220 901222699 REDUCER,TUBE,STAINLESS ST... | 220 901222699 REDUCER,TUBE,STAINLESS STEEL 316,#921159 | 4 | ALLRFPs\Saudi Energy\SEC RFP-C001707491\downloaded-rfp\SEC RFP-C001707491.xls
Saudi Energy | SEC RFP-C001707491 | 901404876 | 230 901404876 COUPLING:TUBE,1/2 IN,BULK... | 230 901404876 COUPLING:TUBE,1/2 IN,BULK HEAD COUPLING, | 10 | ALLRFPs\Saudi Energy\SEC RFP-C001707491\downloaded-rfp\SEC RFP-C001707491.xls
Saudi Energy | SEC RFP-C001707491 | 902020785 | 240 902020785 SEAL,SEGMENT, TOP, ROW H/... | 240 902020785 SEAL,SEGMENT, TOP, ROW H/I,(10 MM X 50 M | 72 | ALLRFPs\Saudi Energy\SEC RFP-C001707491\downloaded-rfp\SEC RFP-C001707491.xls
Saudi Energy | SEC RFP-C001707491 | 905584001 | 250 905584001 TRANSMITTER:SIGNAL,PRESSU... | 250 905584001 TRANSMITTER:SIGNAL,PRESSURE,0-30 BAR INP | 3 | ALLRFPs\Saudi Energy\SEC RFP-C001707491\downloaded-rfp\SEC RFP-C001707491.xls
Saudi Energy | SEC RFP-C001707491 | 901222505 | 260 901222505 SPACER,BULK NOUN:CARBON S... | 260 901222505 SPACER,BULK NOUN:CARBON STEEL,PA AND SCA | 8 | ALLRFPs\Saudi Energy\SEC RFP-C001707491\downloaded-rfp\SEC RFP-C001707491.xls
Saudi Energy | SEC RFP-C001707491 | 902000354 | 270 902000354 SHIM:CLEARANCE ADJUSTING,... | 270 902000354 SHIM:CLEARANCE ADJUSTING,0.8 MM THK,11 M | 1,600 | ALLRFPs\Saudi Energy\SEC RFP-C001707491\downloaded-rfp\SEC RFP-C001707491.xls
Saudi Energy | SEC RFP-C001707491 | 902010188 | 280 902010188 SHIM:CLEARANCE ADJUSTING,... | 280 902010188 SHIM:CLEARANCE ADJUSTING,1 MM THK,59 MM | 40 | ALLRFPs\Saudi Energy\SEC RFP-C001707491\downloaded-rfp\SEC RFP-C001707491.xls
Saudi Energy | SEC RFP-C001707491 | 902020840 | 290 902020840 PLT:BULK NOUN | 290 902020840 PLT:BULK NOUN | 4 | ALLRFPs\Saudi Energy\SEC RFP-C001707491\downloaded-rfp\SEC RFP-C001707491.xls
Saudi Energy | SEC RFP-C001707491 | 902501640 | 300 902501640 DISC,GAS TURBINE ROTOR BL... | 300 902501640 DISC,GAS TURBINE ROTOR BLADING ROW # 5,4 | 472 | ALLRFPs\Saudi Energy\SEC RFP-C001707491\downloaded-rfp\SEC RFP-C001707491.xls
Saudi Energy | SEC RFP-C001707491 | 905599434 | 310 905599434 SHIM:CLEARANCE ADJUSTING,... | 310 905599434 SHIM:CLEARANCE ADJUSTING,1 MM THK,21.5 M | 448 | ALLRFPs\Saudi Energy\SEC RFP-C001707491\downloaded-rfp\SEC RFP-C001707491.xls
Saudi Energy | SEC RFP-C001707491 | 905599435 | 320 905599435 SHIM:CLEARANCE ADJUSTING,... | 320 905599435 SHIM:CLEARANCE ADJUSTING,2 MM THK,21.5 M | 361 | ALLRFPs\Saudi Energy\SEC RFP-C001707491\downloaded-rfp\SEC RFP-C001707491.xls
Saudi Energy | SEC RFP-C001707491 | 905610482 | 330 905610482 RING,SPACER,32 MM ID X 47... | 330 905610482 RING,SPACER,32 MM ID X 47 MM OD X 0.2 MM | 180 | ALLRFPs\Saudi Energy\SEC RFP-C001707491\downloaded-rfp\SEC RFP-C001707491.xls
Saudi Energy | SEC RFP-C001707491 | 905902152 | 340 905902152 SHIM SET:CLEARANCE ADJUST... | 340 905902152 SHIM SET:CLEARANCE ADJUSTING,2 MM THK,30 | 16 | ALLRFPs\Saudi Energy\SEC RFP-C001707491\downloaded-rfp\SEC RFP-C001707491.xls
Saudi Energy | SEC RFP-C001707491 | 902000745 | 350 902000745 BOLT:TENSION,30 MM DIA,3.... | 350 902000745 BOLT:TENSION,30 MM DIA,3.5 MM,115 MM LG, | 30 | ALLRFPs\Saudi Energy\SEC RFP-C001707491\downloaded-rfp\SEC RFP-C001707491.xls
Saudi Energy | SEC RFP-C001707491 | 902001338 | 360 902001338 SCREW,SET,18-8 SSTL,10 MM... | 360 902001338 SCREW,SET,18-8 SSTL,10 MM DIA,1.5 MM,#KW | 4 | ALLRFPs\Saudi Energy\SEC RFP-C001707491\downloaded-rfp\SEC RFP-C001707491.xls
Saudi Energy | SEC RFP-C001707491 | 902020775 | 370 902020775 BEARING:PLAIN,SLEEVE,THRU... | 370 902020775 BEARING:PLAIN,SLEEVE,THRUST,200 MM DIA,S | 3 | ALLRFPs\Saudi Energy\SEC RFP-C001707491\downloaded-rfp\SEC RFP-C001707491.xls
Saudi Energy | SEC RFP-C001707491 | 905621545 | 380 905621545 BEARING,BALL,CONRAD,ANGUL... | 380 905621545 BEARING,BALL,CONRAD,ANGULAR CONTACT,2 R | 8 | ALLRFPs\Saudi Energy\SEC RFP-C001707491\downloaded-rfp\SEC RFP-C001707491.xls
Saudi Energy | SEC RFP-C001707491 | 905941259 | 390 905941259 SCREW,SET,STL,8 MM DIA,1.... | 390 905941259 SCREW,SET,STL,8 MM DIA,1.25 MM,10 MM LG | 78 | ALLRFPs\Saudi Energy\SEC RFP-C001707491\downloaded-rfp\SEC RFP-C001707491.xls
Saudi Energy | SEC RFP-C001707491 | 901015443 | 400 901015443 SEGMENT,SEAL,HEAT SHIELD ... | 400 901015443 SEGMENT,SEAL,HEAT SHIELD ROW C,GAS TURBI | 55 | ALLRFPs\Saudi Energy\SEC RFP-C001707491\downloaded-rfp\SEC RFP-C001707491.xls
Saudi Energy | SEC RFP-C001707491 | 901222811 | 410 901222811 ADAPTER,BULK NOUN:ADAPTER... | 410 901222811 ADAPTER,BULK NOUN:ADAPTER,3/4 INCHES,FD | 10 | ALLRFPs\Saudi Energy\SEC RFP-C001707491\downloaded-rfp\SEC RFP-C001707491.xls
Saudi Energy | SEC RFP-C001707491 | 901222812 | 420 901222812 ADAPTER,BULK NOUN:ADAPTER... | 420 901222812 ADAPTER,BULK NOUN:ADAPTER,1/2 INCHES,FD | 4 | ALLRFPs\Saudi Energy\SEC RFP-C001707491\downloaded-rfp\SEC RFP-C001707491.xls
Saudi Energy | SEC RFP-C001707491 | 901222813 | 430 901222813 ADAPTER,BULK NOUN:TUBE EN... | 430 901222813 ADAPTER,BULK NOUN:TUBE END CONVERTER,3/4 | 6 | ALLRFPs\Saudi Energy\SEC RFP-C001707491\downloaded-rfp\SEC RFP-C001707491.xls
Saudi Energy | SEC RFP-C001707491 | 901222814 | 440 901222814 ADAPTER,BULK NOUN:ADAPTER... | 440 901222814 ADAPTER,BULK NOUN:ADAPTER,3/4 INCHES TO | 10 | ALLRFPs\Saudi Energy\SEC RFP-C001707491\downloaded-rfp\SEC RFP-C001707491.xls
Saudi Energy | SEC RFP-C001707491 | 901222820 | 450 901222820 ADAPTER,BULK NOUN:TUBE EN... | 450 901222820 ADAPTER,BULK NOUN:TUBE END ADAPTER,25 MM | 6 | ALLRFPs\Saudi Energy\SEC RFP-C001707491\downloaded-rfp\SEC RFP-C001707491.xls
Saudi Energy | SEC RFP-C001707491 | 902020800 | 460 902020800 GASKET,EXHAUST,IRREGULAR,... | 460 902020800 GASKET,EXHAUST,IRREGULAR,(295 MM X 325 M | 4 | ALLRFPs\Saudi Energy\SEC RFP-C001707491\downloaded-rfp\SEC RFP-C001707491.xls
Saudi Energy | SEC RFP-C001707491 | 905578167 | 470 905578167 SEGMENT,SEAL,GAS TURBINE,... | 470 905578167 SEGMENT,SEAL,GAS TURBINE,10 MM WD X 101. | 116 | ALLRFPs\Saudi Energy\SEC RFP-C001707491\downloaded-rfp\SEC RFP-C001707491.xls
Saudi Energy | SEC RFP-C001707491 | 902004129 | 480 902004129 SPRING,COMP,STL,14 MM ID ... | 480 902004129 SPRING,COMP,STL,14 MM ID X 19 MM OD,#KWG | 116 | ALLRFPs\Saudi Energy\SEC RFP-C001707491\downloaded-rfp\SEC RFP-C001707491.xls
Saudi Energy | SEC RFP-C001707491 | 902004424 | 490 902004424 SPRING,COMP,SSTL,14 MM ID... | 490 902004424 SPRING,COMP,SSTL,14 MM ID X 19 MM OD,#KW | 40 | ALLRFPs\Saudi Energy\SEC RFP-C001707491\downloaded-rfp\SEC RFP-C001707491.xls
Saudi Energy | SEC RFP-C001707491 | 902010349 | 500 902010349 TAPE:BANDING,25 MM WD X 1... | 500 902010349 TAPE:BANDING,25 MM WD X 100 M LG X 0.1 M | 10 | ALLRFPs\Saudi Energy\SEC RFP-C001707491\downloaded-rfp\SEC RFP-C001707491.xls
Saudi Energy | SEC RFP-C001707491 | 902012106 | 510 902012106 MATERIAL,SEALING,CORD,RUB... | 510 902012106 MATERIAL,SEALING,CORD,RUBBER,8 MM DIA X | 20 | ALLRFPs\Saudi Energy\SEC RFP-C001707491\downloaded-rfp\SEC RFP-C001707491.xls
Saudi Energy | SEC RFP-C001707491 | 905576699 | 520 905576699 KIT,TURBINE,MOUNTING,END ... | 520 905576699 KIT,TURBINE,MOUNTING,END PIECES,ASTM | 4 | ALLRFPs\Saudi Energy\SEC RFP-C001707491\downloaded-rfp\SEC RFP-C001707491.xls
Saudi Energy | SEC RFP-C001707491 | 905621329 | 530 905621329 PIN,CYLINDER,GAS TURBINE,... | 530 905621329 PIN,CYLINDER,GAS TURBINE,8 MM DIA,26 MM | 120 | ALLRFPs\Saudi Energy\SEC RFP-C001707491\downloaded-rfp\SEC RFP-C001707491.xls
Saudi Energy | SEC RFP-C001707491 | 901222855 | 540 901222855 UNION,TUBE,BLKHD,STAINLES... | 540 901222855 UNION,TUBE,BLKHD,STAINLESS STEEL 316,#12 | 20 | ALLRFPs\Saudi Energy\SEC RFP-C001707491\downloaded-rfp\SEC RFP-C001707491.xls
Saudi Energy | SEC RFP-C001707491 | 901222856 | 550 901222856 UNION,TUBE,BLKHD,STAINLES... | 550 901222856 UNION,TUBE,BLKHD,STAINLESS STEEL 316,#12 | 8 | ALLRFPs\Saudi Energy\SEC RFP-C001707491\downloaded-rfp\SEC RFP-C001707491.xls
Saudi Energy | SEC RFP-C001707491 | 901222482 | 560 901222482 JOINT,EXP,FABRIC / ELASTO... | 560 901222482 JOINT,EXP,FABRIC / ELASTOMERS,#C9895942 | 16 | ALLRFPs\Saudi Energy\SEC RFP-C001707491\downloaded-rfp\SEC RFP-C001707491.xls
Saudi Energy | SEC RFP-C001707491 | 901405024 | 570 901405024 PLUG,ID FAN HUB,20 MM DIA... | 570 901405024 PLUG,ID FAN HUB,20 MM DIA X 40 MM LG,ALL | 60 | ALLRFPs\Saudi Energy\SEC RFP-C001707491\downloaded-rfp\SEC RFP-C001707491.xls
Saudi Energy | SEC RFP-C001707774 | 904503209 | 10 904503209 MODULE,PWR SUPPLY,36 TO 3... | 10 904503209 MODULE,PWR SUPPLY,36 TO 312 VDC IN,#500P | 10 | ALLRFPs\Saudi Energy\SEC RFP-C001707774\downloaded-rfp\SEC RFP-C001707774.xls
Saudi Energy | SEC RFP-C001707774 | 909106019 | 20 909106019 MODULE:INPUT,ANALOG INPUT... | 20 909106019 MODULE:INPUT,ANALOG INPUT MODULE,BIM 16 | 20 | ALLRFPs\Saudi Energy\SEC RFP-C001707774\downloaded-rfp\SEC RFP-C001707774.xls
Saudi Energy | SEC RFP-C001707774 | 903300556 | 30 903300556 BARRIER,CLOSE IN LONG TIM... | 30 903300556 BARRIER,CLOSE IN LONG TIME STORAGE,#F53H | 2 | ALLRFPs\Saudi Energy\SEC RFP-C001707774\downloaded-rfp\SEC RFP-C001707774.xls
Saudi Energy | SEC RFP-C001707774 | 903301075 | 40 903301075 LIMITER,SHEATH VOLTAGE,4.... | 40 903301075 LIMITER,SHEATH VOLTAGE,4.8 KV, 5 KA,#MVR | 250 | ALLRFPs\Saudi Energy\SEC RFP-C001707774\downloaded-rfp\SEC RFP-C001707774.xls
Saudi Energy | SEC RFP-C001707774 | 903120239 | 50 903120239 MODULE,OUTPUT:OUTPUT CARD... | 50 903120239 MODULE,OUTPUT:OUTPUT CARDRED670,OUTPUT1M | 20 | ALLRFPs\Saudi Energy\SEC RFP-C001707774\downloaded-rfp\SEC RFP-C001707774.xls
Saudi Energy | SEC RFP-C001707774 | 909111137 | 60 909111137 MODULE,INPUT/OUTPUT (I/O)... | 60 909111137 MODULE,INPUT/OUTPUT (I/O):FOR ABB RELAYS | 20 | ALLRFPs\Saudi Energy\SEC RFP-C001707774\downloaded-rfp\SEC RFP-C001707774.xls
Saudi Energy | SEC RFP-C001707777 | 902008769 | 10 902008769 CABLE:IGNITION,10 MM DIA ... | 10 902008769 CABLE:IGNITION,10 MM DIA X 8 M LG,RBR BR | 3 | ALLRFPs\Saudi Energy\SEC RFP-C001707777\downloaded-rfp\SEC RFP-C001707777.xls
Saudi Energy | SEC RFP-C001707777 | 902008785 | 20 902008785 CABLE:IGNITION,(6 MM X 8 ... | 20 902008785 CABLE:IGNITION,(6 MM X 8 MM X 13 MM) DIA | 3 | ALLRFPs\Saudi Energy\SEC RFP-C001707777\downloaded-rfp\SEC RFP-C001707777.xls
Saudi Energy | SEC RFP-C001708957 | 905679383 | 10 905679383 CABLE,ELEC,CU,XLPE,6 SQMM... | 10 905679383 CABLE,ELEC,CU,XLPE,6 SQMM,3C,7 STRAND,#3 | 500 | ALLRFPs\Saudi Energy\SEC RFP-C001708957\downloaded-rfp\SEC RFP-C001708957.xls
Saudi Energy | SEC RFP-C001708957 | 909100759 | 20 909100759 CABLE,ELEC,CU,10 SQMM,3C | 20 909100759 CABLE,ELEC,CU,10 SQMM,3C | 500 | ALLRFPs\Saudi Energy\SEC RFP-C001708957\downloaded-rfp\SEC RFP-C001708957.xls
Saudi Energy | SEC RFP-C001709655 | 901226351 | 10 901226351 SW:LMT,DC 12 TO 24V(PLUS ... | 10 901226351 SW:LMT,DC 12 TO 24V(PLUS MINUS)10 PERCEN | 2 | ALLRFPs\Saudi Energy\SEC RFP-C001709655\downloaded-rfp\SEC RFP-C001709655.xls
Saudi Energy | SEC RFP-C001709655 | 901225972 | 20 901225972 MOD:CNTRL | 20 901225972 MOD:CNTRL | 6 | ALLRFPs\Saudi Energy\SEC RFP-C001709655\downloaded-rfp\SEC RFP-C001709655.xls
Saudi Energy | SEC RFP-C001709655 | 901225447 | 30 901225447 COLUMN:PROC,POLYSTYRENE A... | 30 901225447 COLUMN:PROC,POLYSTYRENE AND CROSS-LINKED | 2 | ALLRFPs\Saudi Energy\SEC RFP-C001709655\downloaded-rfp\SEC RFP-C001709655.xls
Saudi Energy | SEC RFP-C001710260 | 902500236 | 10 902500236 PIN,SPRING,6 MM DIA,25 MM... | 10 902500236 PIN,SPRING,6 MM DIA,25 MM LG,STL,JSA JIS | 2 | ALLRFPs\Saudi Energy\SEC RFP-C001710260\downloaded-rfp\SEC RFP-C001710260.xls
Saudi Energy | SEC RFP-C001710260 | 905942331 | 20 905942331 WIRE:THERMOCOUPLE,12 TO 1... | 20 905942331 WIRE:THERMOCOUPLE,12 TO 18 AWG,IRON CONS | 10 | ALLRFPs\Saudi Energy\SEC RFP-C001710260\downloaded-rfp\SEC RFP-C001710260.xls
Saudi Energy | SEC RFP-C001711543 | 902504517 | 10 902504517 WIRE:THERMOCOUPLE,6 MM DI... | 10 902504517 WIRE:THERMOCOUPLE,6 MM DIA,12 M LG,1 PAI | 4 | ALLRFPs\Saudi Energy\SEC RFP-C001711543\downloaded-rfp\SEC RFP-C001711543.xls
Saudi Energy | SEC RFP-C001711543 | 905896955 | 20 905896955 CABLE:INSTRUMENTATION,FLA... | 20 905896955 CABLE:INSTRUMENTATION,FLAME DETECTOR,(3) | 3 | ALLRFPs\Saudi Energy\SEC RFP-C001711543\downloaded-rfp\SEC RFP-C001711543.xls
Saudi Energy | SEC RFP-C001711561 | 905671440 | 10 905671440 BRACKET,SUPPORT,20 MM ID ... | 10 905671440 BRACKET,SUPPORT,20 MM ID X 35 MM OD X 50 | 10 | ALLRFPs\Saudi Energy\SEC RFP-C001711561\downloaded-rfp\SEC RFP-C001711561.xls
Saudi Energy | SEC RFP-C001711561 | 901400321 | 20 901400321 GASKET,SPRLWND,3IN PS,#N5... | 20 901400321 GASKET,SPRLWND,3IN PS,#N5606P03006G11 | 2 | ALLRFPs\Saudi Energy\SEC RFP-C001711561\downloaded-rfp\SEC RFP-C001711561.xls
Saudi Energy | SEC RFP-C001712586 | 905821654 | 10 905821654 PIN,RETAINING,GOVERNOR VA... | 10 905821654 PIN,RETAINING,GOVERNOR VALVE ASSEMBLY,ST | 37 | ALLRFPs\Saudi Energy\SEC RFP-C001712586\downloaded-rfp\SEC RFP-C001712586.xls
Saudi Energy | SEC RFP-C001712586 | 905829938 | 20 905829938 NUT:INTERNAL WRENCHING,20... | 20 905829938 NUT:INTERNAL WRENCHING,20 MM DIA,2.5 MM, | 20 | ALLRFPs\Saudi Energy\SEC RFP-C001712586\downloaded-rfp\SEC RFP-C001712586.xls
Saudi Energy | SEC RFP-C001712586 | 905709763 | 30 905709763 GASKET,PIPING ARRANGEMENT... | 30 905709763 GASKET,PIPING ARRANGEMENT,SPIRAL WOUND,F | 51 | ALLRFPs\Saudi Energy\SEC RFP-C001712586\downloaded-rfp\SEC RFP-C001712586.xls
Saudi Energy | SEC RFP-C001712586 | 905730003 | 40 905730003 GASKET,COUPLING,NON SPIRA... | 40 905730003 GASKET,COUPLING,NON SPIRAL,ROUND,2-1/2 I | 6 | ALLRFPs\Saudi Energy\SEC RFP-C001712586\downloaded-rfp\SEC RFP-C001712586.xls
Saudi Energy | SEC RFP-C001712586 | 905733248 | 50 905733248 GASKET,VICTAULIC COUPLING... | 50 905733248 GASKET,VICTAULIC COUPLING,NON SPIRAL,ROU | 12 | ALLRFPs\Saudi Energy\SEC RFP-C001712586\downloaded-rfp\SEC RFP-C001712586.xls
Saudi Energy | SEC RFP-C001712586 | 905746913 | 60 905746913 GASKET,MANHOLE,SPIRAL WOU... | 60 905746913 GASKET,MANHOLE,SPIRAL WOUND,OVAL,13/16 I | 10 | ALLRFPs\Saudi Energy\SEC RFP-C001712586\downloaded-rfp\SEC RFP-C001712586.xls
Saudi Energy | SEC RFP-C001712586 | 905771005 | 70 905771005 GASKET,CCORDANCE TO ANSI ... | 70 905771005 GASKET,CCORDANCE TO ANSI B,SPIRAL WOUND, | 11 | ALLRFPs\Saudi Energy\SEC RFP-C001712586\downloaded-rfp\SEC RFP-C001712586.xls
Saudi Energy | SEC RFP-C001712586 | 905781389 | 80 905781389 GASKET,COOLER BAFFLE RED ... | 80 905781389 GASKET,COOLER BAFFLE RED IRON,NON SPIRAL | 12 | ALLRFPs\Saudi Energy\SEC RFP-C001712586\downloaded-rfp\SEC RFP-C001712586.xls
Saudi Energy | SEC RFP-C001712586 | 905822458 | 90 905822458 GASKET,MAIN BOILER FEED P... | 90 905822458 GASKET,MAIN BOILER FEED PUMP,SPIRAL WOUN | 3 | ALLRFPs\Saudi Energy\SEC RFP-C001712586\downloaded-rfp\SEC RFP-C001712586.xls
Saudi Energy | SEC RFP-C001712586 | 905823389 | 100 905823389 GASKET,T BFP MAIN PUMP SU... | 100 905823389 GASKET,T BFP MAIN PUMP SUCTION STRAINER, | 24 | ALLRFPs\Saudi Energy\SEC RFP-C001712586\downloaded-rfp\SEC RFP-C001712586.xls
Saudi Energy | SEC RFP-C001712586 | 905827352 | 110 905827352 GASKET,BOILER FLASH TANK,... | 110 905827352 GASKET,BOILER FLASH TANK,SPIRAL WOUND,RO | 22 | ALLRFPs\Saudi Energy\SEC RFP-C001712586\downloaded-rfp\SEC RFP-C001712586.xls
Saudi Energy | SEC RFP-C001712586 | 905922734 | 120 905922734 GASKET,BOILER WATER CIRCU... | 120 905922734 GASKET,BOILER WATER CIRCULATING PUMP,SPI | 5 | ALLRFPs\Saudi Energy\SEC RFP-C001712586\downloaded-rfp\SEC RFP-C001712586.xls
Saudi Energy | SEC RFP-C001712586 | 902013035 | 130 902013035 O-RING,4-5/8 IN ID,4-7/8 ... | 130 902013035 O-RING,4-5/8 IN ID,4-7/8 IN OD,1/8 IN (3 | 18 | ALLRFPs\Saudi Energy\SEC RFP-C001712586\downloaded-rfp\SEC RFP-C001712586.xls
Saudi Energy | SEC RFP-C001712586 | 902508053 | 140 902508053 O-RING,310 MM ID,324 MM O... | 140 902508053 O-RING,310 MM ID,324 MM OD,7 MM WD,RUBBE | 12 | ALLRFPs\Saudi Energy\SEC RFP-C001712586\downloaded-rfp\SEC RFP-C001712586.xls
Saudi Energy | SEC RFP-C001712586 | 905699512 | 150 905699512 O-RING,102 MM ID,109 MM O... | 150 905699512 O-RING,102 MM ID,109 MM OD,3.5 MM WD,RUB | 8 | ALLRFPs\Saudi Energy\SEC RFP-C001712586\downloaded-rfp\SEC RFP-C001712586.xls
Saudi Energy | SEC RFP-C001712586 | 905709875 | 160 905709875 O-RING,10.77 MM ID,16 MM ... | 160 905709875 O-RING,10.77 MM ID,16 MM OD,2.62 MM WD,F | 7 | ALLRFPs\Saudi Energy\SEC RFP-C001712586\downloaded-rfp\SEC RFP-C001712586.xls
Saudi Energy | SEC RFP-C001712586 | 905726927 | 170 905726927 O-RING,9.5 MM ID,1.72 MM ... | 170 905726927 O-RING,9.5 MM ID,1.72 MM WD,RUBBER,BLACK | 4 | ALLRFPs\Saudi Energy\SEC RFP-C001712586\downloaded-rfp\SEC RFP-C001712586.xls
Saudi Energy | SEC RFP-C001712586 | 905734216 | 180 905734216 O-RING,79 MM ID,85 MM OD,... | 180 905734216 O-RING,79 MM ID,85 MM OD,3 MM WD,RUBBER, | 16 | ALLRFPs\Saudi Energy\SEC RFP-C001712586\downloaded-rfp\SEC RFP-C001712586.xls
Saudi Energy | SEC RFP-C001712586 | 905745967 | 190 905745967 O-RING,ELECTRO HYDRAULIC ... | 190 905745967 O-RING,ELECTRO HYDRAULIC FLUID RESERVOIR | 3 | ALLRFPs\Saudi Energy\SEC RFP-C001712586\downloaded-rfp\SEC RFP-C001712586.xls
Saudi Energy | SEC RFP-C001712586 | 905746119 | 200 905746119 O-RING,MAIN BOILER FEED P... | 200 905746119 O-RING,MAIN BOILER FEED PUMP,94 MM ID,10 | 13 | ALLRFPs\Saudi Energy\SEC RFP-C001712586\downloaded-rfp\SEC RFP-C001712586.xls
Saudi Energy | SEC RFP-C001712586 | 905824867 | 210 905824867 O-RING,319.3 MM ID,330.7 ... | 210 905824867 O-RING,319.3 MM ID,330.7 MM OD,5.7 MM WD | 11 | ALLRFPs\Saudi Energy\SEC RFP-C001712586\downloaded-rfp\SEC RFP-C001712586.xls
Saudi Energy | SEC RFP-C001712586 | 905923363 | 220 905923363 O-RING,150 MM ID,160 MM O... | 220 905923363 O-RING,150 MM ID,160 MM OD,5 MM WD,RUBBE | 14 | ALLRFPs\Saudi Energy\SEC RFP-C001712586\downloaded-rfp\SEC RFP-C001712586.xls
Saudi Energy | SEC RFP-C001712586 | 905923381 | 230 905923381 O-RING,215 MM ID,221 MM O... | 230 905923381 O-RING,215 MM ID,221 MM OD,3 MM WD,RUBBE | 3 | ALLRFPs\Saudi Energy\SEC RFP-C001712586\downloaded-rfp\SEC RFP-C001712586.xls
Saudi Energy | SEC RFP-C001712586 | 905923400 | 240 905923400 O-RING,4-1/4 IN ID,4-1/2 ... | 240 905923400 O-RING,4-1/4 IN ID,4-1/2 IN OD,1/8 IN (3 | 10 | ALLRFPs\Saudi Energy\SEC RFP-C001712586\downloaded-rfp\SEC RFP-C001712586.xls
Saudi Energy | SEC RFP-C001712586 | 901303303 | 250 901303303 BEARING ASSEMBLY,VERTICAL... | 250 901303303 BEARING ASSEMBLY,VERTICAL SUMP PUMP,SERI | 1 | ALLRFPs\Saudi Energy\SEC RFP-C001712586\downloaded-rfp\SEC RFP-C001712586.xls
Saudi Energy | SEC RFP-C001712586 | 901304187 | 260 901304187 SEAL,PUMP,STL | 260 901304187 SEAL,PUMP,STL | 2 | ALLRFPs\Saudi Energy\SEC RFP-C001712586\downloaded-rfp\SEC RFP-C001712586.xls
Saudi Energy | SEC RFP-C001712586 | 905699460 | 270 905699460 KIT,AIR CYLINDER,REPLACEM... | 270 905699460 KIT,AIR CYLINDER,REPLACEMENT,SEAL, RING, | 3 | ALLRFPs\Saudi Energy\SEC RFP-C001712586\downloaded-rfp\SEC RFP-C001712586.xls
Saudi Energy | SEC RFP-C001712586 | 905738076 | 280 905738076 SEAL,PUMP/SHAFT,25.4 MM X... | 280 905738076 SEAL,PUMP/SHAFT,25.4 MM X 38.1 MM X 6.3 | 6 | ALLRFPs\Saudi Energy\SEC RFP-C001712586\downloaded-rfp\SEC RFP-C001712586.xls
Saudi Energy | SEC RFP-C001712586 | 905738077 | 290 905738077 SEAL,PUMP,51 MM ID X 56 M... | 290 905738077 SEAL,PUMP,51 MM ID X 56 MM OD X 2.5 MM T | 10 | ALLRFPs\Saudi Energy\SEC RFP-C001712586\downloaded-rfp\SEC RFP-C001712586.xls
Saudi Energy | SEC RFP-C001712586 | 905738079 | 300 905738079 SEAL,SEALING,100 MM ID X ... | 300 905738079 SEAL,SEALING,100 MM ID X 208 MM OD X 3.5 | 8 | ALLRFPs\Saudi Energy\SEC RFP-C001712586\downloaded-rfp\SEC RFP-C001712586.xls
Saudi Energy | SEC RFP-C001712586 | 905745686 | 310 905745686 SEAL,OIL,LUBE PUMP,1-3/4 ... | 310 905745686 SEAL,OIL,LUBE PUMP,1-3/4 IN ID X 2-3/4 I | 23 | ALLRFPs\Saudi Energy\SEC RFP-C001712586\downloaded-rfp\SEC RFP-C001712586.xls
Saudi Energy | SEC RFP-C001712586 | 905748547 | 320 905748547 PLATE,THRUST BEARING,LOCA... | 320 905748547 PLATE,THRUST BEARING,LOCATING MECHANISM, | 5 | ALLRFPs\Saudi Energy\SEC RFP-C001712586\downloaded-rfp\SEC RFP-C001712586.xls
Saudi Energy | SEC RFP-C001712586 | 905748855 | 330 905748855 SEAL,OIL,DOUBLE LIP,GARTE... | 330 905748855 SEAL,OIL,DOUBLE LIP,GARTER SPRING,2-1/4 | 16 | ALLRFPs\Saudi Energy\SEC RFP-C001712586\downloaded-rfp\SEC RFP-C001712586.xls
Saudi Energy | SEC RFP-C001712586 | 905748856 | 340 905748856 SEAL,OIL,DOUBLE LIP,GARTE... | 340 905748856 SEAL,OIL,DOUBLE LIP,GARTER SPRING | 5 | ALLRFPs\Saudi Energy\SEC RFP-C001712586\downloaded-rfp\SEC RFP-C001712586.xls
Saudi Energy | SEC RFP-C001712586 | 905749066 | 350 905749066 SEAL,MECHANICAL,COMPONENT... | 350 905749066 SEAL,MECHANICAL,COMPONENT,SINGLE,O-RING | 6 | ALLRFPs\Saudi Energy\SEC RFP-C001712586\downloaded-rfp\SEC RFP-C001712586.xls
Saudi Energy | SEC RFP-C001712586 | 905923908 | 360 905923908 SEAL,MECHANICAL,NON-CARTR... | 360 905923908 SEAL,MECHANICAL,NON-CARTRIDGE,SINGLE,BAL | 2 | ALLRFPs\Saudi Energy\SEC RFP-C001712586\downloaded-rfp\SEC RFP-C001712586.xls
Saudi Energy | SEC RFP-C001712586 | 905714564 | 370 905714564 WASHER,FLAT,RD,NITRIDED S... | 370 905714564 WASHER,FLAT,RD,NITRIDED STL,1-5/8 IN ID | 30 | ALLRFPs\Saudi Energy\SEC RFP-C001712586\downloaded-rfp\SEC RFP-C001712586.xls
Saudi Energy | SEC RFP-C001712586 | 905748334 | 380 905748334 WASHER,FLAT,RD,NYL,130.17... | 380 905748334 WASHER,FLAT,RD,NYL,130.17 MM ID,#0829840 | 25 | ALLRFPs\Saudi Energy\SEC RFP-C001712586\downloaded-rfp\SEC RFP-C001712586.xls
Saudi Energy | SEC RFP-C001712586 | 905774147 | 390 905774147 WASHER,FLAT,STL,#70500BA3... | 390 905774147 WASHER,FLAT,STL,#70500BA31G | 34 | ALLRFPs\Saudi Energy\SEC RFP-C001712586\downloaded-rfp\SEC RFP-C001712586.xls
Saudi Energy | SEC RFP-C001712586 | 905774156 | 400 905774156 WASHER,FLAT,RD,STL,1-3/16... | 400 905774156 WASHER,FLAT,RD,STL,1-3/16 IN ID,#363B414 | 44 | ALLRFPs\Saudi Energy\SEC RFP-C001712586\downloaded-rfp\SEC RFP-C001712586.xls
Saudi Energy | SEC RFP-C001712586 | 905782852 | 410 905782852 WASHER,FLAT,RD,#PW4193C67... | 410 905782852 WASHER,FLAT,RD,#PW4193C67016 | 30 | ALLRFPs\Saudi Energy\SEC RFP-C001712586\downloaded-rfp\SEC RFP-C001712586.xls
Saudi Energy | SEC RFP-C001712586 | 905782853 | 420 905782853 WASHER,FLAT,#PW4193C67015 | 420 905782853 WASHER,FLAT,#PW4193C67015 | 34 | ALLRFPs\Saudi Energy\SEC RFP-C001712586\downloaded-rfp\SEC RFP-C001712586.xls
Saudi Energy | SEC RFP-C001712586 | 905822477 | 430 905822477 MATERIAL,SEALING,O-RING C... | 430 905822477 MATERIAL,SEALING,O-RING CORD,VITON,1.5 M | 24 | ALLRFPs\Saudi Energy\SEC RFP-C001712586\downloaded-rfp\SEC RFP-C001712586.xls
Saudi Energy | SEC RFP-C001712586 | 905828830 | 440 905828830 THERMOCOUPLE:TEMPERATURE,... | 440 905828830 THERMOCOUPLE:TEMPERATURE,E,95 TO 900 DEG | 8 | ALLRFPs\Saudi Energy\SEC RFP-C001712586\downloaded-rfp\SEC RFP-C001712586.xls
Saudi Energy | SEC RFP-C001712586 | 905828833 | 450 905828833 THERMOCOUPLE:TEMPERATURE,... | 450 905828833 THERMOCOUPLE:TEMPERATURE,E,454 TO 1832 D | 10 | ALLRFPs\Saudi Energy\SEC RFP-C001712586\downloaded-rfp\SEC RFP-C001712586.xls
Saudi Energy | SEC RFP-C001712586 | 905924304 | 460 905924304 THERMOCOUPLE:TEMPERATURE,... | 460 905924304 THERMOCOUPLE:TEMPERATURE,E,95 TO 900 DEG | 5 | ALLRFPs\Saudi Energy\SEC RFP-C001712586\downloaded-rfp\SEC RFP-C001712586.xls
Saudi Energy | SEC RFP-C001712586 | 905941298 | 470 905941298 WASHER,FLAT,RD,STL,3IN ID... | 470 905941298 WASHER,FLAT,RD,STL,3IN ID,#363B412017 | 32 | ALLRFPs\Saudi Energy\SEC RFP-C001712586\downloaded-rfp\SEC RFP-C001712586.xls
Saudi Energy | SEC RFP-C001712586 | 902005666 | 480 902005666 BEARING,BALL,CONRAD,RADIA... | 480 902005666 BEARING,BALL,CONRAD,RADIAL,1 R,40MM ID | 12 | ALLRFPs\Saudi Energy\SEC RFP-C001712586\downloaded-rfp\SEC RFP-C001712586.xls
Saudi Energy | SEC RFP-C001712586 | 905713954 | 490 905713954 BEARING:PLAIN,BUSHING SLE... | 490 905713954 BEARING:PLAIN,BUSHING SLEEVE,5/8 IN (15. | 4 | ALLRFPs\Saudi Energy\SEC RFP-C001712586\downloaded-rfp\SEC RFP-C001712586.xls
Saudi Energy | SEC RFP-C001712586 | 905717254 | 500 905717254 BEARING,ROLLER,1 R,127 MM... | 500 905717254 BEARING,ROLLER,1 R,127 MM ID,46.04 MM WD | 8 | ALLRFPs\Saudi Energy\SEC RFP-C001712586\downloaded-rfp\SEC RFP-C001712586.xls
Saudi Energy | SEC RFP-C001712586 | 905745477 | 510 905745477 BEARING,BALL,2 R,3.1496 I... | 510 905745477 BEARING,BALL,2 R,3.1496 IN (80 MM) ID,#2 | 4 | ALLRFPs\Saudi Energy\SEC RFP-C001712586\downloaded-rfp\SEC RFP-C001712586.xls
Saudi Energy | SEC RFP-C001712586 | 905748945 | 520 905748945 BEARING:PLAIN,FLANGED BUS... | 520 905748945 BEARING:PLAIN,FLANGED BUSHING,1-3/4 IN ( | 8 | ALLRFPs\Saudi Energy\SEC RFP-C001712586\downloaded-rfp\SEC RFP-C001712586.xls
Saudi Energy | SEC RFP-C001712586 | 905922027 | 530 905922027 BEARING,ROLLER,1 R,45MM I... | 530 905922027 BEARING,ROLLER,1 R,45MM ID,100MM OD,#HR3 | 12 | ALLRFPs\Saudi Energy\SEC RFP-C001712586\downloaded-rfp\SEC RFP-C001712586.xls
Saudi Energy | SEC RFP-C001712586 | 901402185 | 540 901402185 GASKET,SPRLWND,2 INCH PS,... | 540 901402185 GASKET,SPRLWND,2 INCH PS,TEADIT / ROUND | 24 | ALLRFPs\Saudi Energy\SEC RFP-C001712586\downloaded-rfp\SEC RFP-C001712586.xls
Saudi Energy | SEC RFP-C001712586 | 905706091 | 550 905706091 MATERIAL,GASKET,COMPRESSE... | 550 905706091 MATERIAL,GASKET,COMPRESSED,NITRILE IMPGR | 70 | ALLRFPs\Saudi Energy\SEC RFP-C001712586\downloaded-rfp\SEC RFP-C001712586.xls
Saudi Energy | SEC RFP-C001712586 | 905719631 | 560 905719631 GASKET,GENERATOR,RECTANGU... | 560 905719631 GASKET,GENERATOR,RECTANGULAR,(150 MM X 2 | 17 | ALLRFPs\Saudi Energy\SEC RFP-C001712586\downloaded-rfp\SEC RFP-C001712586.xls
Saudi Energy | SEC RFP-C001712586 | 905719726 | 570 905719726 GASKET,BEARING HOUSING,RO... | 570 905719726 GASKET,BEARING HOUSING,ROUND,58 MM ID X | 8 | ALLRFPs\Saudi Energy\SEC RFP-C001712586\downloaded-rfp\SEC RFP-C001712586.xls
Saudi Energy | SEC RFP-C001712586 | 905726950 | 580 905726950 GASKET,TRIP VALVE,IRREGUL... | 580 905726950 GASKET,TRIP VALVE,IRREGULAR,NON ASBESTOS | 4 | ALLRFPs\Saudi Energy\SEC RFP-C001712586\downloaded-rfp\SEC RFP-C001712586.xls
Saudi Energy | SEC RFP-C001712586 | 905726952 | 590 905726952 GASKET,TRIP VALVE,ROUND,1... | 590 905726952 GASKET,TRIP VALVE,ROUND,104 MM ID X 130 | 4 | ALLRFPs\Saudi Energy\SEC RFP-C001712586\downloaded-rfp\SEC RFP-C001712586.xls
Saudi Energy | SEC RFP-C001712586 | 905734210 | 600 905734210 GASKET,WINDOW GLASS,ROUND... | 600 905734210 GASKET,WINDOW GLASS,ROUND,148 MM ID X 27 | 1 | ALLRFPs\Saudi Energy\SEC RFP-C001712586\downloaded-rfp\SEC RFP-C001712586.xls
Saudi Energy | SEC RFP-C001712586 | 905740531 | 610 905740531 BLADE,RTR,GOVERNOR END,ST... | 610 905740531 BLADE,RTR,GOVERNOR END,STG/ROW 1,#731J73 | 2 | ALLRFPs\Saudi Energy\SEC RFP-C001712586\downloaded-rfp\SEC RFP-C001712586.xls
Saudi Energy | SEC RFP-C001712586 | 905765511 | 620 905765511 GASKET,MANHOLE COVER,NON ... | 620 905765511 GASKET,MANHOLE COVER,NON SPIRAL,RECTANGU | 11 | ALLRFPs\Saudi Energy\SEC RFP-C001712586\downloaded-rfp\SEC RFP-C001712586.xls
Saudi Energy | SEC RFP-C001712586 | 905822491 | 630 905822491 GASKET,CONDENSATE EXTRACT... | 630 905822491 GASKET,CONDENSATE EXTRACTION PUMP,ROUND, | 6 | ALLRFPs\Saudi Energy\SEC RFP-C001712586\downloaded-rfp\SEC RFP-C001712586.xls
Saudi Energy | SEC RFP-C001712586 | 905922193 | 640 905922193 BREATHER:AIR,26 MM MPT,ST... | 640 905922193 BREATHER:AIR,26 MM MPT,STL | 8 | ALLRFPs\Saudi Energy\SEC RFP-C001712586\downloaded-rfp\SEC RFP-C001712586.xls
Saudi Energy | SEC RFP-C001712586 | 902500573 | 650 902500573 SENSOR,PIEZO-VELOCITY,VIB... | 650 902500573 SENSOR,PIEZO-VELOCITY,VIBRATION,1270 MM/ | 4 | ALLRFPs\Saudi Energy\SEC RFP-C001712586\downloaded-rfp\SEC RFP-C001712586.xls
Saudi Energy | SEC RFP-C001712586 | 905714538 | 660 905714538 PIN,BEARING, GOVERNOR END... | 660 905714538 PIN,BEARING, GOVERNOR END,PEDESTAL ASSEM | 9 | ALLRFPs\Saudi Energy\SEC RFP-C001712586\downloaded-rfp\SEC RFP-C001712586.xls
Saudi Energy | SEC RFP-C001712586 | 901109224 | 670 901109224 ELEMENT,FILTER, OIL, PORT... | 670 901109224 ELEMENT,FILTER, OIL, PORTABLE OIL PURIFI | 112 | ALLRFPs\Saudi Energy\SEC RFP-C001712586\downloaded-rfp\SEC RFP-C001712586.xls
Saudi Energy | SEC RFP-C001712586 | 901109226 | 680 901109226 ELEMENT,FILTER, OIL, PORT... | 680 901109226 ELEMENT,FILTER, OIL, PORTERBLE OIL PURIF | 59 | ALLRFPs\Saudi Energy\SEC RFP-C001712586\downloaded-rfp\SEC RFP-C001712586.xls
Saudi Energy | SEC RFP-C001712586 | 901109597 | 690 901109597 ELEMENT,FILTER, OIL, PORT... | 690 901109597 ELEMENT,FILTER, OIL, PORTERBLE OIL PURIF | 100 | ALLRFPs\Saudi Energy\SEC RFP-C001712586\downloaded-rfp\SEC RFP-C001712586.xls
Saudi Energy | SEC RFP-C001712586 | 901304146 | 700 901304146 ELEMENT,FLTR,#300115 | 700 901304146 ELEMENT,FLTR,#300115 | 8 | ALLRFPs\Saudi Energy\SEC RFP-C001712586\downloaded-rfp\SEC RFP-C001712586.xls
Saudi Energy | SEC RFP-C001712586 | 901304147 | 710 901304147 ELEMENT,FLTR,#329718 | 710 901304147 ELEMENT,FLTR,#329718 | 12 | ALLRFPs\Saudi Energy\SEC RFP-C001712586\downloaded-rfp\SEC RFP-C001712586.xls
Saudi Energy | SEC RFP-C001712586 | 905922609 | 720 905922609 ELEMENT,FILTER,LUBE OIL,9... | 720 905922609 ELEMENT,FILTER,LUBE OIL,90 MM ID X 150 M | 50 | ALLRFPs\Saudi Energy\SEC RFP-C001712586\downloaded-rfp\SEC RFP-C001712586.xls
Saudi Energy | SEC RFP-C001712586 | 901328805 | 730 901328805 FILTER,OIL,STAINLESS STEE... | 730 901328805 FILTER,OIL,STAINLESS STEEL SS MESH,#B525 | 4 | ALLRFPs\Saudi Energy\SEC RFP-C001712586\downloaded-rfp\SEC RFP-C001712586.xls
Saudi Energy | SEC RFP-C001712586 | 905826243 | 740 905826243 NUT,HEX,STL,3/4 IN DIA,10... | 740 905826243 NUT,HEX,STL,3/4 IN DIA,10 TPI,1/2 IN HT | 8 | ALLRFPs\Saudi Energy\SEC RFP-C001712586\downloaded-rfp\SEC RFP-C001712586.xls
Saudi Energy | SEC RFP-C001712586 | 905826247 | 750 905826247 NUT,HEX,STL,3/4 IN DIA,10... | 750 905826247 NUT,HEX,STL,3/4 IN DIA,10 TPI,1/2 IN HT | 4 | ALLRFPs\Saudi Energy\SEC RFP-C001712586\downloaded-rfp\SEC RFP-C001712586.xls
Saudi Energy | SEC RFP-C001712586 | 905824154 | 760 905824154 SENSOR,MAGNETIC,MINUS 40 ... | 760 905824154 SENSOR,MAGNETIC,MINUS 40 TO 105 DEG C,12 | 20 | ALLRFPs\Saudi Energy\SEC RFP-C001712586\downloaded-rfp\SEC RFP-C001712586.xls
Saudi Energy | SEC RFP-C001713726 | 905555167 | 10 905555167 CABLE,ELEC,AL,XLPE,185SQM... | 10 905555167 CABLE,ELEC,AL,XLPE,185SQMM,4C,#RNH422A50 | 120 | ALLRFPs\Saudi Energy\SEC RFP-C001713726\downloaded-rfp\SEC RFP-C001713726.xls
Saudi Energy | SEC RFP-C001713766 | 902019180 | 10 902019180 GUIDE,COMBUSTION CHAMBER,... | 10 902019180 GUIDE,COMBUSTION CHAMBER,129 MM LG,STL | 2 | ALLRFPs\Saudi Energy\SEC RFP-C001713766\downloaded-rfp\SEC RFP-C001713766.xls
Saudi Energy | SEC RFP-C001713766 | 902019151 | 20 902019151 FITTING,GREASE,STL | 20 902019151 FITTING,GREASE,STL | 4 | ALLRFPs\Saudi Energy\SEC RFP-C001713766\downloaded-rfp\SEC RFP-C001713766.xls
Saudi Energy | SEC RFP-C001713766 | 901019179 | 30 901019179 SPRING,COMP,STL,STD,FULL ... | 30 901019179 SPRING,COMP,STL,STD,FULL SIZE LG,#P00005 | 1 | ALLRFPs\Saudi Energy\SEC RFP-C001713766\downloaded-rfp\SEC RFP-C001713766.xls
Saudi Energy | SEC RFP-C001713766 | 902019257 | 40 902019257 FAN:CENTRIFUGAL,1,75 KW, ... | 40 902019257 FAN:CENTRIFUGAL,1,75 KW, 480 VAC, 60 HZ | 2 | ALLRFPs\Saudi Energy\SEC RFP-C001713766\downloaded-rfp\SEC RFP-C001713766.xls
Saudi Energy | SEC RFP-C001713766 | 902019362 | 50 902019362 ACCUMULATOR,#PPG003347780... | 50 902019362 ACCUMULATOR,#PPG0033477800 | 2 | ALLRFPs\Saudi Energy\SEC RFP-C001713766\downloaded-rfp\SEC RFP-C001713766.xls
Saudi Energy | SEC RFP-C001713766 | 003347780 | 50 902019362 ACCUMULATOR,#PPG003347780... | 50 902019362 ACCUMULATOR,#PPG0033477800 | 2 | ALLRFPs\Saudi Energy\SEC RFP-C001713766\downloaded-rfp\SEC RFP-C001713766.xls
Saudi Energy | SEC RFP-C001713766 | 902019175 | 60 902019175 ANGLE,COMBUSTION CHAMBER,... | 60 902019175 ANGLE,COMBUSTION CHAMBER,20 MM,15 MM,65 | 8 | ALLRFPs\Saudi Energy\SEC RFP-C001713766\downloaded-rfp\SEC RFP-C001713766.xls
Saudi Energy | SEC RFP-C001713766 | 901202689 | 70 901202689 STRIP,SEAL,8 MM WD,BRS | 70 901202689 STRIP,SEAL,8 MM WD,BRS | 28 | ALLRFPs\Saudi Energy\SEC RFP-C001713766\downloaded-rfp\SEC RFP-C001713766.xls
Saudi Energy | SEC RFP-C001713766 | 902019149 | 80 902019149 BLOCK,SLIDING,COMPRESSOR ... | 80 902019149 BLOCK,SLIDING,COMPRESSOR STATOR ROW 3, G | 4 | ALLRFPs\Saudi Energy\SEC RFP-C001713766\downloaded-rfp\SEC RFP-C001713766.xls
Saudi Energy | SEC RFP-C001713766 | 902017346 | 90 902017346 VALVE,BALL,DN15,PN63,#P00... | 90 902017346 VALVE,BALL,DN15,PN63,#P0001193700 | 2 | ALLRFPs\Saudi Energy\SEC RFP-C001713766\downloaded-rfp\SEC RFP-C001713766.xls
Saudi Energy | SEC RFP-C001713766 | 902019227 | 100 902019227 VALVE,BALL,#P0006374100 | 100 902019227 VALVE,BALL,#P0006374100 | 1 | ALLRFPs\Saudi Energy\SEC RFP-C001713766\downloaded-rfp\SEC RFP-C001713766.xls
Saudi Energy | SEC RFP-C001713766 | 000637410 | 100 902019227 VALVE,BALL,#P0006374100 | 100 902019227 VALVE,BALL,#P0006374100 | 1 | ALLRFPs\Saudi Energy\SEC RFP-C001713766\downloaded-rfp\SEC RFP-C001713766.xls
Saudi Energy | SEC RFP-C001713766 | 902019229 | 110 902019229 VALVE,BALL,#P0000984200 | 110 902019229 VALVE,BALL,#P0000984200 | 2 | ALLRFPs\Saudi Energy\SEC RFP-C001713766\downloaded-rfp\SEC RFP-C001713766.xls
Saudi Energy | SEC RFP-C001713766 | 000098420 | 110 902019229 VALVE,BALL,#P0000984200 | 110 902019229 VALVE,BALL,#P0000984200 | 2 | ALLRFPs\Saudi Energy\SEC RFP-C001713766\downloaded-rfp\SEC RFP-C001713766.xls
Saudi Energy | SEC RFP-C001713766 | 902019254 | 120 902019254 VALVE,BALL,FLOATING,#P000... | 120 902019254 VALVE,BALL,FLOATING,#P0001415500 | 2 | ALLRFPs\Saudi Energy\SEC RFP-C001713766\downloaded-rfp\SEC RFP-C001713766.xls
Saudi Energy | SEC RFP-C001713766 | 902019271 | 130 902019271 VALVE,BALL,#P0000395500 | 130 902019271 VALVE,BALL,#P0000395500 | 3 | ALLRFPs\Saudi Energy\SEC RFP-C001713766\downloaded-rfp\SEC RFP-C001713766.xls
Saudi Energy | SEC RFP-C001713766 | 000039550 | 130 902019271 VALVE,BALL,#P0000395500 | 130 902019271 VALVE,BALL,#P0000395500 | 3 | ALLRFPs\Saudi Energy\SEC RFP-C001713766\downloaded-rfp\SEC RFP-C001713766.xls
Saudi Energy | SEC RFP-C001713766 | 902019280 | 140 902019280 VALVE,BALL,#PB0000217842 | 140 902019280 VALVE,BALL,#PB0000217842 | 7 | ALLRFPs\Saudi Energy\SEC RFP-C001713766\downloaded-rfp\SEC RFP-C001713766.xls
Saudi Energy | SEC RFP-C001713766 | 000021784 | 140 902019280 VALVE,BALL,#PB0000217842 | 140 902019280 VALVE,BALL,#PB0000217842 | 7 | ALLRFPs\Saudi Energy\SEC RFP-C001713766\downloaded-rfp\SEC RFP-C001713766.xls
Saudi Energy | SEC RFP-C001713766 | 902019287 | 150 902019287 VALVE,BALL,#PG0041279500 | 150 902019287 VALVE,BALL,#PG0041279500 | 2 | ALLRFPs\Saudi Energy\SEC RFP-C001713766\downloaded-rfp\SEC RFP-C001713766.xls
Saudi Energy | SEC RFP-C001713766 | 004127950 | 150 902019287 VALVE,BALL,#PG0041279500 | 150 902019287 VALVE,BALL,#PG0041279500 | 2 | ALLRFPs\Saudi Energy\SEC RFP-C001713766\downloaded-rfp\SEC RFP-C001713766.xls
Saudi Energy | SEC RFP-C001713766 | 902019336 | 160 902019336 VALVE,BALL,FS2, 1/2 IN,PN... | 160 902019336 VALVE,BALL,FS2, 1/2 IN,PN40,#P0006721100 | 2 | ALLRFPs\Saudi Energy\SEC RFP-C001713766\downloaded-rfp\SEC RFP-C001713766.xls
Saudi Energy | SEC RFP-C001713766 | 902019232 | 170 902019232 VALVE,BTRFL,#P0002996400 | 170 902019232 VALVE,BTRFL,#P0002996400 | 2 | ALLRFPs\Saudi Energy\SEC RFP-C001713766\downloaded-rfp\SEC RFP-C001713766.xls
Saudi Energy | SEC RFP-C001713766 | 000299640 | 170 902019232 VALVE,BTRFL,#P0002996400 | 170 902019232 VALVE,BTRFL,#P0002996400 | 2 | ALLRFPs\Saudi Energy\SEC RFP-C001713766\downloaded-rfp\SEC RFP-C001713766.xls
Saudi Energy | SEC RFP-C001713766 | 902019269 | 180 902019269 VALVE,CHECK,DN 50,#P00014... | 180 902019269 VALVE,CHECK,DN 50,#P0001425700 | 2 | ALLRFPs\Saudi Energy\SEC RFP-C001713766\downloaded-rfp\SEC RFP-C001713766.xls
Saudi Energy | SEC RFP-C001713766 | 901114213 | 190 901114213 TRANSMITTER:SIGNAL,PRESSU... | 190 901114213 TRANSMITTER:SIGNAL,PRESSURE | 2 | ALLRFPs\Saudi Energy\SEC RFP-C001713766\downloaded-rfp\SEC RFP-C001713766.xls
Saudi Energy | SEC RFP-C001713774 | 905861048 | 10 905861048 CABLE,FBROPT,SM,49.2 FT L... | 10 905861048 CABLE,FBROPT,SM,49.2 FT LG,2 FBR,PVC JKT | 10 | ALLRFPs\Saudi Energy\SEC RFP-C001713774\downloaded-rfp\SEC RFP-C001713774.xls
Saudi Energy | SEC RFP-C001714250 | 901401156 | 10 901401156 ASSEMBLY,#12001402OP0705 | 10 901401156 ASSEMBLY,#12001402OP0705 | 1 | ALLRFPs\Saudi Energy\SEC RFP-C001714250\downloaded-rfp\SEC RFP-C001714250.xls
Saudi Energy | SEC RFP-C001714250 | 902467083 | 20 902467083 PUMP,CNTRFGL,241 L/MIN,1 ... | 20 902467083 PUMP,CNTRFGL,241 L/MIN,1 STG,43M HD,#MCP | 1 | ALLRFPs\Saudi Energy\SEC RFP-C001714250\downloaded-rfp\SEC RFP-C001714250.xls
Saudi Energy | SEC RFP-C001714250 | 901239217 | 30 901239217 COUPLING,SHAFT,STL,62 MM ... | 30 901239217 COUPLING,SHAFT,STL,62 MM BORE,106 MM OD | 2 | ALLRFPs\Saudi Energy\SEC RFP-C001714250\downloaded-rfp\SEC RFP-C001714250.xls
Saudi Energy | SEC RFP-C001714250 | 901235424 | 40 901235424 CABLE:IGNITION,10 M LG,RB... | 40 901235424 CABLE:IGNITION,10 M LG,RBR BRAIDED STL,S | 1 | ALLRFPs\Saudi Energy\SEC RFP-C001714250\downloaded-rfp\SEC RFP-C001714250.xls
Saudi Energy | SEC RFP-C001714250 | 902469151 | 50 902469151 CPLG:SFT,STL,(70 MM X 142... | 50 902469151 CPLG:SFT,STL,(70 MM X 142 MM) BORE,(98 M | 3 | ALLRFPs\Saudi Energy\SEC RFP-C001714250\downloaded-rfp\SEC RFP-C001714250.xls
Saudi Energy | SEC RFP-C001715067 | 905927895 | 10 905927895 BREAKER,CRCT,AIR,600V, 66... | 10 905927895 BREAKER,CRCT,AIR,600V, 660V KV,ABS P,#17 | 1 | ALLRFPs\Saudi Energy\SEC RFP-C001715067\downloaded-rfp\SEC RFP-C001715067.xls
Saudi Energy | SEC RFP-C001715067 | 902010344 | 20 902010344 PLATE,LOCK,LABYRINTH ASSE... | 20 902010344 PLATE,LOCK,LABYRINTH ASSEMBLY,GAS TURBIN | 16 | ALLRFPs\Saudi Energy\SEC RFP-C001715067\downloaded-rfp\SEC RFP-C001715067.xls
Saudi Energy | SEC RFP-C001715067 | 905868919 | 30 905868919 PLATE,LOCK,GAS TURBINE,8.... | 30 905868919 PLATE,LOCK,GAS TURBINE,8.4 MM ID X 18 MM | 40 | ALLRFPs\Saudi Energy\SEC RFP-C001715067\downloaded-rfp\SEC RFP-C001715067.xls
Saudi Energy | SEC RFP-C001715067 | 905868920 | 40 905868920 PLATE,LOCK,GAS TURBINE,10... | 40 905868920 PLATE,LOCK,GAS TURBINE,10.5 MM DIA X 20 | 8 | ALLRFPs\Saudi Energy\SEC RFP-C001715067\downloaded-rfp\SEC RFP-C001715067.xls
Saudi Energy | SEC RFP-C001715067 | 901107314 | 50 901107314 FAN:AXIAL FLOW,204 MM HT ... | 50 901107314 FAN:AXIAL FLOW,204 MM HT X 204 MM WD X 9 | 4 | ALLRFPs\Saudi Energy\SEC RFP-C001715067\downloaded-rfp\SEC RFP-C001715067.xls
Saudi Energy | SEC RFP-C001715067 | 902017470 | 60 902017470 DETECTOR,FLAME,24 VDC,IEC | 60 902017470 DETECTOR,FLAME,24 VDC,IEC | 4 | ALLRFPs\Saudi Energy\SEC RFP-C001715067\downloaded-rfp\SEC RFP-C001715067.xls
Saudi Energy | SEC RFP-C001715067 | 901215476 | 70 901215476 BREAKER,CRCT,AIR,0.66 KV ... | 70 901215476 BREAKER,CRCT,AIR,0.66 KV AC KV,ABS P,#NO | 1 | ALLRFPs\Saudi Energy\SEC RFP-C001715067\downloaded-rfp\SEC RFP-C001715067.xls
Saudi Energy | SEC RFP-C001715067 | 902466523 | 80 902466523 SUPPORT,BULK NOUN:BOLTED ... | 80 902466523 SUPPORT,BULK NOUN:BOLTED , ROUND BAR,COP | 25 | ALLRFPs\Saudi Energy\SEC RFP-C001715067\downloaded-rfp\SEC RFP-C001715067.xls
Saudi Energy | SEC RFP-C001715067 | 902002006 | 90 902002006 BREAKER,CRCT,AIR,660 VAC ... | 90 902002006 BREAKER,CRCT,AIR,660 VAC KV,ABS P,2000 A | 1 | ALLRFPs\Saudi Energy\SEC RFP-C001715067\downloaded-rfp\SEC RFP-C001715067.xls
Saudi Energy | SEC RFP-C001715067 | 905528235 | 100 905528235 BREAKER,CRCT,MTR,VDE 0660... | 100 905528235 BREAKER,CRCT,MTR,VDE 0660, IEC 292-1,#GH | 10 | ALLRFPs\Saudi Energy\SEC RFP-C001715067\downloaded-rfp\SEC RFP-C001715067.xls
Saudi Energy | SEC RFP-C001715067 | 905845818 | 110 905845818 TFMR,CUR,17.5/38/95 KV,40... | 110 905845818 TFMR,CUR,17.5/38/95 KV,400 TO 600:5:5 AR | 1 | ALLRFPs\Saudi Energy\SEC RFP-C001715067\downloaded-rfp\SEC RFP-C001715067.xls
Saudi Energy | SEC RFP-C001715067 | 905869203 | 120 905869203 RING,OIL SCRAPER,40 MM ID... | 120 905869203 RING,OIL SCRAPER,40 MM ID X 56 MM OD X 7 | 4 | ALLRFPs\Saudi Energy\SEC RFP-C001715067\downloaded-rfp\SEC RFP-C001715067.xls
Saudi Energy | SEC RFP-C001715067 | 905870239 | 130 905870239 RING,WEAR,PUMP,122 MM ID ... | 130 905870239 RING,WEAR,PUMP,122 MM ID X 135 MM OD X 1 | 2 | ALLRFPs\Saudi Energy\SEC RFP-C001715067\downloaded-rfp\SEC RFP-C001715067.xls
Saudi Energy | SEC RFP-C001715067 | 905920622 | 140 905920622 ring,BULK NOUN: | 140 905920622 ring,BULK NOUN: | 1 | ALLRFPs\Saudi Energy\SEC RFP-C001715067\downloaded-rfp\SEC RFP-C001715067.xls
Saudi Energy | SEC RFP-C001715067 | 967270720 | 150 967270720 BRUSH,ELEC,EXCITER,CRBN,#... | 150 967270720 BRUSH,ELEC,EXCITER,CRBN,#HTMG409206P0001 | 190 | ALLRFPs\Saudi Energy\SEC RFP-C001715067\downloaded-rfp\SEC RFP-C001715067.xls
Saudi Energy | SEC RFP-C001715122 | 905783317 | 10 905783317 CIRCUIT:CONTROL,INTERFACE... | 10 905783317 CIRCUIT:CONTROL,INTERFACE,BUTTERFLY MOV | 9 | ALLRFPs\Saudi Energy\SEC RFP-C001715122\downloaded-rfp\SEC RFP-C001715122.xls
Saudi Energy | SEC RFP-C001715122 | 905901562 | 20 905901562 WIRE:THERMOCOUPLE,17.4 MM... | 20 905901562 WIRE:THERMOCOUPLE,17.4 MM DIA,10 M LG,SS | 70 | ALLRFPs\Saudi Energy\SEC RFP-C001715122\downloaded-rfp\SEC RFP-C001715122.xls
Saudi Energy | SEC RFP-C001715604 - 6001715604 | 905519585 | 10 905519585 CONDUCTOR:ELECTRICAL,ACSR... | 10 905519585 CONDUCTOR:ELECTRICAL,ACSR,282 SQMM,14/7, | 900,000 | ALLRFPs\Saudi Energy\SEC RFP-C001715604 - 6001715604\downloaded-rfp\SEC RFP-C001715604 - 6001715604.xls
Saudi Energy | SEC RFP-C001717658 | 901106111 | 10 901106111 RING,SEAL,84 MM ID X 6 MM... | 10 901106111 RING,SEAL,84 MM ID X 6 MM THK,MOLYBDENUM | 35 | ALLRFPs\Saudi Energy\SEC RFP-C001717658\downloaded-rfp\SEC RFP-C001717658.xls
Saudi Energy | SEC RFP-C001717658 | 905745968 | 20 905745968 SEAL,RING,2-1/4 IN (57.15... | 20 905745968 SEAL,RING,2-1/4 IN (57.15 MM) ID X 2-1/2 | 8 | ALLRFPs\Saudi Energy\SEC RFP-C001717658\downloaded-rfp\SEC RFP-C001717658.xls
Saudi Energy | SEC RFP-C001717658 | 905746120 | 30 905746120 RING,BACK-UP,3-11/32 IN I... | 30 905746120 RING,BACK-UP,3-11/32 IN ID X 4 IN OD X 3 | 4 | ALLRFPs\Saudi Energy\SEC RFP-C001717658\downloaded-rfp\SEC RFP-C001717658.xls
Saudi Energy | SEC RFP-C001717658 | 905746122 | 40 905746122 RING,BACK-UP,7-1/2 IN ID ... | 40 905746122 RING,BACK-UP,7-1/2 IN ID X 7-3/4 IN OD X | 6 | ALLRFPs\Saudi Energy\SEC RFP-C001717658\downloaded-rfp\SEC RFP-C001717658.xls
Saudi Energy | SEC RFP-C001717658 | 905748970 | 50 905748970 COUPLING,SHAFT,STL,1-3/16... | 50 905748970 COUPLING,SHAFT,STL,1-3/16 IN BORE,#T9209 | 1 | ALLRFPs\Saudi Energy\SEC RFP-C001717658\downloaded-rfp\SEC RFP-C001717658.xls
Saudi Energy | SEC RFP-C001717658 | 905778146 | 60 905778146 MATERIAL,SHIM,WIDE COIL,S... | 60 905778146 MATERIAL,SHIM,WIDE COIL,SSTL,12 IN WD X | 12 | ALLRFPs\Saudi Energy\SEC RFP-C001717658\downloaded-rfp\SEC RFP-C001717658.xls
Saudi Energy | SEC RFP-C001717658 | 905778148 | 70 905778148 MATERIAL,SHIM,SHEET,SSTL,... | 70 905778148 MATERIAL,SHIM,SHEET,SSTL,12 IN WD X 50 I | 2 | ALLRFPs\Saudi Energy\SEC RFP-C001717658\downloaded-rfp\SEC RFP-C001717658.xls
Saudi Energy | SEC RFP-C001717658 | 905778149 | 80 905778149 SHIM:CLEARANCE ADJUSTING,... | 80 905778149 SHIM:CLEARANCE ADJUSTING,0.012 IN THK,12 | 14 | ALLRFPs\Saudi Energy\SEC RFP-C001717658\downloaded-rfp\SEC RFP-C001717658.xls
Saudi Energy | SEC RFP-C001717658 | 905822454 | 90 905822454 WASHER:THRUST,35 MM NOM,3... | 90 905822454 WASHER:THRUST,35 MM NOM,35.5 MM ID,54 MM | 2 | ALLRFPs\Saudi Energy\SEC RFP-C001717658\downloaded-rfp\SEC RFP-C001717658.xls
Saudi Energy | SEC RFP-C001717658 | 905822700 | 100 905822700 SEAL,RING/SPR,3-5/16 IN I... | 100 905822700 SEAL,RING/SPR,3-5/16 IN ID X 3-3/4 IN OD | 14 | ALLRFPs\Saudi Energy\SEC RFP-C001717658\downloaded-rfp\SEC RFP-C001717658.xls
Saudi Energy | SEC RFP-C001717658 | 905924668 | 110 905924668 WASHER:INSULATING,3/4 IN ... | 110 905924668 WASHER:INSULATING,3/4 IN NOM,3/4 IN ID,1 | 16 | ALLRFPs\Saudi Energy\SEC RFP-C001717658\downloaded-rfp\SEC RFP-C001717658.xls
Saudi Energy | SEC RFP-C001717658 | 901219027 | 120 901219027 NUT,SLT,CSTL,88 MM ID DIA... | 120 901219027 NUT,SLT,CSTL,88 MM ID DIA,M 90,#00EN_M06 | 125 | ALLRFPs\Saudi Energy\SEC RFP-C001717658\downloaded-rfp\SEC RFP-C001717658.xls
Saudi Energy | SEC RFP-C001717658 | 905706291 | 130 905706291 STUD,ALL-THREAD,FERRITIC ... | 130 905706291 STUD,ALL-THREAD,FERRITIC ASTL,3/4 IN DIA | 100 | ALLRFPs\Saudi Energy\SEC RFP-C001717658\downloaded-rfp\SEC RFP-C001717658.xls
Saudi Energy | SEC RFP-C001717658 | 905922117 | 140 905922117 BOLT,MACH,SSTL,3/8 IN DIA... | 140 905922117 BOLT,MACH,SSTL,3/8 IN DIA,1-1/2 IN LG,#P | 240 | ALLRFPs\Saudi Energy\SEC RFP-C001717658\downloaded-rfp\SEC RFP-C001717658.xls
Saudi Energy | SEC RFP-C001717658 | 902001004 | 150 902001004 SCREW,CAP,STL,3/4 IN DIA,... | 150 902001004 SCREW,CAP,STL,3/4 IN DIA,10 UNC,4IN LG | 14 | ALLRFPs\Saudi Energy\SEC RFP-C001717658\downloaded-rfp\SEC RFP-C001717658.xls
Saudi Energy | SEC RFP-C001717658 | 902507733 | 160 902507733 SCREW,CAP,HEAT TREATED ST... | 160 902507733 SCREW,CAP,HEAT TREATED STL,1/2 IN DIA,#2 | 26 | ALLRFPs\Saudi Energy\SEC RFP-C001717658\downloaded-rfp\SEC RFP-C001717658.xls
Saudi Energy | SEC RFP-C001717658 | 905772837 | 170 905772837 SCREW,CAP,SSTL,0.875 IN D... | 170 905772837 SCREW,CAP,SSTL,0.875 IN DIA,9 UNC,3IN LG | 26 | ALLRFPs\Saudi Energy\SEC RFP-C001717658\downloaded-rfp\SEC RFP-C001717658.xls
Saudi Energy | SEC RFP-C001717658 | 905774180 | 180 905774180 SCREW,CAP,STL,3/4 IN DIA,... | 180 905774180 SCREW,CAP,STL,3/4 IN DIA,10 TPI,#627C187 | 26 | ALLRFPs\Saudi Energy\SEC RFP-C001717658\downloaded-rfp\SEC RFP-C001717658.xls
Saudi Energy | SEC RFP-C001717658 | 905774182 | 190 905774182 SCREW,CAP,STL,1 IN DIA,8 ... | 190 905774182 SCREW,CAP,STL,1 IN DIA,8 TPI,6-1/4 IN LG | 30 | ALLRFPs\Saudi Energy\SEC RFP-C001717658\downloaded-rfp\SEC RFP-C001717658.xls
Saudi Energy | SEC RFP-C001717658 | 905923858 | 200 905923858 SCREW,CAP,STL,1/2 IN DIA,... | 200 905923858 SCREW,CAP,STL,1/2 IN DIA,13 UNC,1 IN LG | 12 | ALLRFPs\Saudi Energy\SEC RFP-C001717658\downloaded-rfp\SEC RFP-C001717658.xls
Saudi Energy | SEC RFP-C001717658 | 902011033 | 210 902011033 ADAPTER,TUBE TO PIPE,COMP... | 210 902011033 ADAPTER,TUBE TO PIPE,COMPRESSION X MPT,1 | 12 | ALLRFPs\Saudi Energy\SEC RFP-C001717658\downloaded-rfp\SEC RFP-C001717658.xls
Saudi Energy | SEC RFP-C001717658 | 902016085 | 220 902016085 PIN,STRAIGHT,TURBINE,1/4 ... | 220 902016085 PIN,STRAIGHT,TURBINE,1/4 IN DIA DIA,4-1/ | 18 | ALLRFPs\Saudi Energy\SEC RFP-C001717658\downloaded-rfp\SEC RFP-C001717658.xls
Saudi Energy | SEC RFP-C001717658 | 905713972 | 230 905713972 PIN,STRAIGHT,SERVO MOTOR,... | 230 905713972 PIN,STRAIGHT,SERVO MOTOR,STEAM TURBINE,1 | 1 | ALLRFPs\Saudi Energy\SEC RFP-C001717658\downloaded-rfp\SEC RFP-C001717658.xls
Saudi Energy | SEC RFP-C001717658 | 902502583 | 240 902502583 WASHER,LOCK,STL,3/4 IN,25... | 240 902502583 WASHER,LOCK,STL,3/4 IN,25/32 IN ID,#7052 | 4 | ALLRFPs\Saudi Energy\SEC RFP-C001717658\downloaded-rfp\SEC RFP-C001717658.xls
Saudi Energy | SEC RFP-C001717658 | 905714646 | 250 905714646 WASHER,LOCK,STL,3/4 IN,13... | 250 905714646 WASHER,LOCK,STL,3/4 IN,13/16 IN ID,#363B | 12 | ALLRFPs\Saudi Energy\SEC RFP-C001717658\downloaded-rfp\SEC RFP-C001717658.xls
Saudi Energy | SEC RFP-C001717658 | 905699515 | 260 905699515 ADAPTER,VALVE,HYDRAULIC C... | 260 905699515 ADAPTER,VALVE,HYDRAULIC CYLINDER,2 IN ID | 6 | ALLRFPs\Saudi Energy\SEC RFP-C001717658\downloaded-rfp\SEC RFP-C001717658.xls
Saudi Energy | SEC RFP-C001717658 | 905713960 | 270 905713960 STEM,TRIP, FEED WATER PUM... | 270 905713960 STEM,TRIP, FEED WATER PUMP STEAM TURBINE | 5 | ALLRFPs\Saudi Energy\SEC RFP-C001717658\downloaded-rfp\SEC RFP-C001717658.xls
Saudi Energy | SEC RFP-C001717658 | 905713999 | 280 905713999 ORIFICE,PLUG,STL,5/8 IN D... | 280 905713999 ORIFICE,PLUG,STL,5/8 IN DIA X 7/16 IN LG | 5 | ALLRFPs\Saudi Energy\SEC RFP-C001717658\downloaded-rfp\SEC RFP-C001717658.xls
Saudi Energy | SEC RFP-C001717658 | 905772838 | 290 905772838 COUPLING:TUBE,5/8 IN,SW,3... | 290 905772838 COUPLING:TUBE,5/8 IN,SW,316 SSTL, ASTM A | 1 | ALLRFPs\Saudi Energy\SEC RFP-C001717658\downloaded-rfp\SEC RFP-C001717658.xls
Saudi Energy | SEC RFP-C001717658 | 905772839 | 300 905772839 COUPLING:TUBE,25.4 MM ID ... | 300 905772839 COUPLING:TUBE,25.4 MM ID X 36 MM OD X 38 | 6 | ALLRFPs\Saudi Energy\SEC RFP-C001717658\downloaded-rfp\SEC RFP-C001717658.xls
Saudi Energy | SEC RFP-C001717658 | 905782855 | 310 905782855 PLUG,STEAM TURBINE,ASTM A... | 310 905782855 PLUG,STEAM TURBINE,ASTM A105 | 12 | ALLRFPs\Saudi Energy\SEC RFP-C001717658\downloaded-rfp\SEC RFP-C001717658.xls
Saudi Energy | SEC RFP-C001717658 | 905714564 | 320 905714564 WASHER,FLAT,RD,NITRIDED S... | 320 905714564 WASHER,FLAT,RD,NITRIDED STL,1-5/8 IN ID | 30 | ALLRFPs\Saudi Energy\SEC RFP-C001717658\downloaded-rfp\SEC RFP-C001717658.xls
Saudi Energy | SEC RFP-C001717658 | 905748334 | 330 905748334 WASHER,FLAT,RD,NYL,130.17... | 330 905748334 WASHER,FLAT,RD,NYL,130.17 MM ID,#0829840 | 25 | ALLRFPs\Saudi Energy\SEC RFP-C001717658\downloaded-rfp\SEC RFP-C001717658.xls
Saudi Energy | SEC RFP-C001717658 | 905774147 | 340 905774147 WASHER,FLAT,STL,#70500BA3... | 340 905774147 WASHER,FLAT,STL,#70500BA31G | 34 | ALLRFPs\Saudi Energy\SEC RFP-C001717658\downloaded-rfp\SEC RFP-C001717658.xls
Saudi Energy | SEC RFP-C001717658 | 905774156 | 350 905774156 WASHER,FLAT,RD,STL,1-3/16... | 350 905774156 WASHER,FLAT,RD,STL,1-3/16 IN ID,#363B414 | 44 | ALLRFPs\Saudi Energy\SEC RFP-C001717658\downloaded-rfp\SEC RFP-C001717658.xls
Saudi Energy | SEC RFP-C001717658 | 905782852 | 360 905782852 WASHER,FLAT,RD,#PW4193C67... | 360 905782852 WASHER,FLAT,RD,#PW4193C67016 | 30 | ALLRFPs\Saudi Energy\SEC RFP-C001717658\downloaded-rfp\SEC RFP-C001717658.xls
Saudi Energy | SEC RFP-C001717658 | 905782853 | 370 905782853 WASHER,FLAT,#PW4193C67015 | 370 905782853 WASHER,FLAT,#PW4193C67015 | 34 | ALLRFPs\Saudi Energy\SEC RFP-C001717658\downloaded-rfp\SEC RFP-C001717658.xls
Saudi Energy | SEC RFP-C001717658 | 905822477 | 380 905822477 MATERIAL,SEALING,O-RING C... | 380 905822477 MATERIAL,SEALING,O-RING CORD,VITON,1.5 M | 24 | ALLRFPs\Saudi Energy\SEC RFP-C001717658\downloaded-rfp\SEC RFP-C001717658.xls
Saudi Energy | SEC RFP-C001717658 | 905828830 | 390 905828830 THERMOCOUPLE:TEMPERATURE,... | 390 905828830 THERMOCOUPLE:TEMPERATURE,E,95 TO 900 DEG | 8 | ALLRFPs\Saudi Energy\SEC RFP-C001717658\downloaded-rfp\SEC RFP-C001717658.xls
Saudi Energy | SEC RFP-C001717658 | 905828833 | 400 905828833 THERMOCOUPLE:TEMPERATURE,... | 400 905828833 THERMOCOUPLE:TEMPERATURE,E,454 TO 1832 D | 10 | ALLRFPs\Saudi Energy\SEC RFP-C001717658\downloaded-rfp\SEC RFP-C001717658.xls
Saudi Energy | SEC RFP-C001717658 | 905924304 | 410 905924304 THERMOCOUPLE:TEMPERATURE,... | 410 905924304 THERMOCOUPLE:TEMPERATURE,E,95 TO 900 DEG | 5 | ALLRFPs\Saudi Energy\SEC RFP-C001717658\downloaded-rfp\SEC RFP-C001717658.xls
Saudi Energy | SEC RFP-C001717658 | 905941298 | 420 905941298 WASHER,FLAT,RD,STL,3IN ID... | 420 905941298 WASHER,FLAT,RD,STL,3IN ID,#363B412017 | 32 | ALLRFPs\Saudi Energy\SEC RFP-C001717658\downloaded-rfp\SEC RFP-C001717658.xls
Saudi Energy | SEC RFP-C001717658 | 905734005 | 430 905734005 RING,RETAINING,EXTERNAL C... | 430 905734005 RING,RETAINING,EXTERNAL CIRCLIP,60 MM ID | 6 | ALLRFPs\Saudi Energy\SEC RFP-C001717658\downloaded-rfp\SEC RFP-C001717658.xls
Saudi Energy | SEC RFP-C001717658 | 905734009 | 440 905734009 KIT,VANE PUMP,STEAM TURBI... | 440 905734009 KIT,VANE PUMP,STEAM TURBINE,SEAL,RING AN | 2 | ALLRFPs\Saudi Energy\SEC RFP-C001717658\downloaded-rfp\SEC RFP-C001717658.xls
Saudi Energy | SEC RFP-C001717658 | 905821894 | 450 905821894 KIT,AC/DC JACKING OIL PUM... | 450 905821894 KIT,AC/DC JACKING OIL PUMP,REPAIR,CARTRI | 1 | ALLRFPs\Saudi Energy\SEC RFP-C001717658\downloaded-rfp\SEC RFP-C001717658.xls
Saudi Energy | SEC RFP-C001717658 | 905827443 | 460 905827443 HOSE:REINFORCED,HYDRAULIC... | 460 905827443 HOSE:REINFORCED,HYDRAULIC,1/2 IN ID X 79 | 27 | ALLRFPs\Saudi Energy\SEC RFP-C001717658\downloaded-rfp\SEC RFP-C001717658.xls
Saudi Energy | SEC RFP-C001717658 | 905736355 | 470 905736355 SCREW,CAP,STL,3/8 IN DIA,... | 470 905736355 SCREW,CAP,STL,3/8 IN DIA,16 UNC,#70041AH | 2 | ALLRFPs\Saudi Energy\SEC RFP-C001717658\downloaded-rfp\SEC RFP-C001717658.xls
Saudi Energy | SEC RFP-C001717658 | 905739771 | 480 905739771 SCREW,CAP,STL,5/8 IN DIA,... | 480 905739771 SCREW,CAP,STL,5/8 IN DIA,11 UNC,#PW2345C | 6 | ALLRFPs\Saudi Energy\SEC RFP-C001717658\downloaded-rfp\SEC RFP-C001717658.xls
Saudi Energy | SEC RFP-C001717658 | 905772775 | 490 905772775 SCREW,CAP,STL,0.875 IN DI... | 490 905772775 SCREW,CAP,STL,0.875 IN DIA,9 UNC,#627C23 | 2 | ALLRFPs\Saudi Energy\SEC RFP-C001717658\downloaded-rfp\SEC RFP-C001717658.xls
Saudi Energy | SEC RFP-C001717658 | 905774731 | 500 905774731 SCREW,CAP,STL,1 IN DIA,8 ... | 500 905774731 SCREW,CAP,STL,1 IN DIA,8 TPI,2-3/4 IN LG | 42 | ALLRFPs\Saudi Energy\SEC RFP-C001717658\downloaded-rfp\SEC RFP-C001717658.xls
Saudi Energy | SEC RFP-C001717658 | 905943435 | 510 905943435 SCREW,CAP,STL,1/4IN DIA,2... | 510 905943435 SCREW,CAP,STL,1/4IN DIA,20 UNC,1 IN LG | 12 | ALLRFPs\Saudi Energy\SEC RFP-C001717658\downloaded-rfp\SEC RFP-C001717658.xls
Saudi Energy | SEC RFP-C001717658 | 905747306 | 520 905747306 RING,RETAINING,EXTERNAL,1... | 520 905747306 RING,RETAINING,EXTERNAL,1-3/16 IN DIA,CA | 7 | ALLRFPs\Saudi Energy\SEC RFP-C001717658\downloaded-rfp\SEC RFP-C001717658.xls
Saudi Energy | SEC RFP-C001717658 | 905823795 | 530 905823795 RING,SPIRAL RETAINING,85 ... | 530 905823795 RING,SPIRAL RETAINING,85 MM ID X 95 MM O | 3 | ALLRFPs\Saudi Energy\SEC RFP-C001717658\downloaded-rfp\SEC RFP-C001717658.xls
Saudi Energy | SEC RFP-C001717658 | 905747308 | 540 905747308 RING,INTERNAL RETAINING,2... | 540 905747308 RING,INTERNAL RETAINING,2-7/16 IN DIA,CA | 17 | ALLRFPs\Saudi Energy\SEC RFP-C001717658\downloaded-rfp\SEC RFP-C001717658.xls
Saudi Energy | SEC RFP-C001717658 | 905750113 | 550 905750113 RING,RETAINING,EXTERNAL,1... | 550 905750113 RING,RETAINING,EXTERNAL,1-1/8 IN DIA,CAR | 3 | ALLRFPs\Saudi Energy\SEC RFP-C001717658\downloaded-rfp\SEC RFP-C001717658.xls
Saudi Energy | SEC RFP-C001717658 | 905748983 | 560 905748983 RING,CAM,75 MM ID X 93 MM... | 560 905748983 RING,CAM,75 MM ID X 93 MM OD X 38 MM TH, | 1 | ALLRFPs\Saudi Energy\SEC RFP-C001717658\downloaded-rfp\SEC RFP-C001717658.xls
Saudi Energy | SEC RFP-C001717658 | 905760095 | 570 905760095 KEY:SHAFT,SQUARE ENDS,1-1... | 570 905760095 KEY:SHAFT,SQUARE ENDS,1-1/2 IN WD X 7-3/ | 1 | ALLRFPs\Saudi Energy\SEC RFP-C001717658\downloaded-rfp\SEC RFP-C001717658.xls
Saudi Energy | SEC RFP-C001717658 | 905774732 | 580 905774732 SCREW,SET,STL,7/8 IN DIA,... | 580 905774732 SCREW,SET,STL,7/8 IN DIA,9 TPI,#270A5090 | 32 | ALLRFPs\Saudi Energy\SEC RFP-C001717658\downloaded-rfp\SEC RFP-C001717658.xls
Saudi Energy | SEC RFP-C001717658 | 905774733 | 590 905774733 SCREW,SET,STL,1 IN DIA,8 ... | 590 905774733 SCREW,SET,STL,1 IN DIA,8 TPI,1-1/2 IN LG | 30 | ALLRFPs\Saudi Energy\SEC RFP-C001717658\downloaded-rfp\SEC RFP-C001717658.xls
Saudi Energy | SEC RFP-C001717658 | 905782875 | 600 905782875 NUT,CPLG,#PW8003D41020 | 600 905782875 NUT,CPLG,#PW8003D41020 | 30 | ALLRFPs\Saudi Energy\SEC RFP-C001717658\downloaded-rfp\SEC RFP-C001717658.xls
Saudi Energy | SEC RFP-C001717658 | 905782878 | 610 905782878 NUT,HEX,GSTL,42 MM DIA,3.... | 610 905782878 NUT,HEX,GSTL,42 MM DIA,3.5 TPI,33 MM HT | 35 | ALLRFPs\Saudi Energy\SEC RFP-C001717658\downloaded-rfp\SEC RFP-C001717658.xls
Saudi Energy | SEC RFP-C001717658 | 905782882 | 620 905782882 SCREW,MACH,GALVANISED STE... | 620 905782882 SCREW,MACH,GALVANISED STEEL,42 MM DIA,#P | 29 | ALLRFPs\Saudi Energy\SEC RFP-C001717658\downloaded-rfp\SEC RFP-C001717658.xls
Saudi Energy | SEC RFP-C001717658 | 905782890 | 630 905782890 STUD,DBL ENDED,ASTM,50 MM... | 630 905782890 STUD,DBL ENDED,ASTM,50 MM DIA-B,#PW9D140 | 40 | ALLRFPs\Saudi Energy\SEC RFP-C001717658\downloaded-rfp\SEC RFP-C001717658.xls
Saudi Energy | SEC RFP-C001717658 | 905820597 | 640 905820597 NOZZLE,BURNER,250 MM WD X... | 640 905820597 NOZZLE,BURNER,250 MM WD X 530 MM LG X 35 | 32 | ALLRFPs\Saudi Energy\SEC RFP-C001717658\downloaded-rfp\SEC RFP-C001717658.xls
Saudi Energy | SEC RFP-C001717658 | 905820646 | 650 905820646 NOZZLE,BURNER,7 IN WD X (... | 650 905820646 NOZZLE,BURNER,7 IN WD X (1 FT AND 2-1/2 | 30 | ALLRFPs\Saudi Energy\SEC RFP-C001717658\downloaded-rfp\SEC RFP-C001717658.xls
Saudi Energy | SEC RFP-C001717658 | 905820875 | 660 905820875 RING,RETAINING,EXTERNAL C... | 660 905820875 RING,RETAINING,EXTERNAL CIRCLIP,35 MM ID | 6 | ALLRFPs\Saudi Energy\SEC RFP-C001717658\downloaded-rfp\SEC RFP-C001717658.xls
Saudi Energy | SEC RFP-C001717658 | 905826160 | 670 905826160 SCREW,MACH,SSTL,1/4IN DIA... | 670 905826160 SCREW,MACH,SSTL,1/4IN DIA,32 TPI,#317062 | 14 | ALLRFPs\Saudi Energy\SEC RFP-C001717658\downloaded-rfp\SEC RFP-C001717658.xls
Saudi Energy | SEC RFP-C001717658 | 905924008 | 680 905924008 SLEEVE,SHAFT, PUMP,50 MM ... | 680 905924008 SLEEVE,SHAFT, PUMP,50 MM ID X 60 MM OD X | 8 | ALLRFPs\Saudi Energy\SEC RFP-C001717658\downloaded-rfp\SEC RFP-C001717658.xls
Saudi Energy | SEC RFP-C001717658 | 905924106 | 690 905924106 STUD,DBL ENDED,1-1/4 IN D... | 690 905924106 STUD,DBL ENDED,1-1/4 IN DIA-B,#795D40903 | 10 | ALLRFPs\Saudi Energy\SEC RFP-C001717658\downloaded-rfp\SEC RFP-C001717658.xls
Saudi Energy | SEC RFP-C001717691 | 905775556 | 10 905775556 CABLE,ELEC,CU,XLPE,300SQM... | 10 905775556 CABLE,ELEC,CU,XLPE,300SQMM,1,#ENH126K126 | 500 | ALLRFPs\Saudi Energy\SEC RFP-C001717691\downloaded-rfp\SEC RFP-C001717691.xls
Saudi Energy | SEC RFP-C001718256 | 901304377 | 10 901304377 DAMPER,VRBTN,MECH,COMBUST... | 10 901304377 DAMPER,VRBTN,MECH,COMBUSTION CANS,SSTL | 8 | ALLRFPs\Saudi Energy\SEC RFP-C001718256\downloaded-rfp\SEC RFP-C001718256.xls
Saudi Energy | SEC RFP-C001718256 | 902008769 | 20 902008769 CABLE:IGNITION,10 MM DIA ... | 20 902008769 CABLE:IGNITION,10 MM DIA X 8 M LG,RBR BR | 5 | ALLRFPs\Saudi Energy\SEC RFP-C001718256\downloaded-rfp\SEC RFP-C001718256.xls
Saudi Energy | SEC RFP-C001718256 | 902509548 | 30 902509548 GUIDE,TUBE,TC STG 1 | 30 902509548 GUIDE,TUBE,TC STG 1 | 1 | ALLRFPs\Saudi Energy\SEC RFP-C001718256\downloaded-rfp\SEC RFP-C001718256.xls
Saudi Energy | SEC RFP-C001718256 | 909100369 | 40 909100369 BUBBLER,02138J78G0001,#02... | 40 909100369 BUBBLER,02138J78G0001,#02138J78G0001 | 6 | ALLRFPs\Saudi Energy\SEC RFP-C001718256\downloaded-rfp\SEC RFP-C001718256.xls
Saudi Energy | SEC RFP-C001718279 | 901400874 | 10 901400874 BLOCK,ID-FAN,VARIOUS,STL | 10 901400874 BLOCK,ID-FAN,VARIOUS,STL | 4 | ALLRFPs\Saudi Energy\SEC RFP-C001718279\downloaded-rfp\SEC RFP-C001718279.xls
Saudi Energy | SEC RFP-C001718279 | 902464987 | 20 902464987 FAN,AXIAL FLOW:93CFM,12VD... | 20 902464987 FAN,AXIAL FLOW:93CFM,12VDC 0.95A,90 X | 12 | ALLRFPs\Saudi Energy\SEC RFP-C001718279\downloaded-rfp\SEC RFP-C001718279.xls
Saudi Energy | SEC RFP-C001718279 | 900462028 | 30 900462028 CONNECTOR,NON-ELECTRICAL:... | 30 900462028 CONNECTOR,NON-ELECTRICAL:HYDRAULIC OIL S | 13 | ALLRFPs\Saudi Energy\SEC RFP-C001718279\downloaded-rfp\SEC RFP-C001718279.xls
Saudi Energy | SEC RFP-C001718279 | 900462029 | 40 900462029 CONNECTOR,NON-ELECTRICAL:... | 40 900462029 CONNECTOR,NON-ELECTRICAL:OIL,STAINLESS S | 1 | ALLRFPs\Saudi Energy\SEC RFP-C001718279\downloaded-rfp\SEC RFP-C001718279.xls
Saudi Energy | SEC RFP-C001718279 | 901409482 | 50 901409482 BOARD,PC,#Z04359005 | 50 901409482 BOARD,PC,#Z04359005 | 19 | ALLRFPs\Saudi Energy\SEC RFP-C001718279\downloaded-rfp\SEC RFP-C001718279.xls
Saudi Energy | SEC RFP-C001718279 | 905897059 | 60 905897059 BLK:BULK NOUN | 60 905897059 BLK:BULK NOUN | 2 | ALLRFPs\Saudi Energy\SEC RFP-C001718279\downloaded-rfp\SEC RFP-C001718279.xls
Saudi Energy | SEC RFP-C001718279 | 909105744 | 70 909105744 BOARD,PC,ACUTATOR IO BOAR... | 70 909105744 BOARD,PC,ACUTATOR IO BOARD,#Z1009400108 | 23 | ALLRFPs\Saudi Energy\SEC RFP-C001718279\downloaded-rfp\SEC RFP-C001718279.xls
Saudi Energy | SEC RFP-C001718306 | 905745315 | 10 905745315 CABLE,ELEC,CU,XLPE/PVC,4 ... | 10 905745315 CABLE,ELEC,CU,XLPE/PVC,4 SQMM,3C,#CNH306 | 500 | ALLRFPs\Saudi Energy\SEC RFP-C001718306\downloaded-rfp\SEC RFP-C001718306.xls
Saudi Energy | SEC RFP-C001718936 - 6001718936 | 904207212 | 10 904207212 CONDUCTOR:ELECTRICAL,AAAC... | 10 904207212 CONDUCTOR:ELECTRICAL,AAAC,500 SQMM,RIGHT | 40,000 | ALLRFPs\Saudi Energy\SEC RFP-C001718936 - 6001718936\downloaded-rfp\SEC RFP-C001718936 - 6001718936.xls
Saudi Energy | SEC RFP-C001718985 | 902504517 | 10 902504517 WIRE:THERMOCOUPLE,6 MM DI... | 10 902504517 WIRE:THERMOCOUPLE,6 MM DIA,12 M LG,1 PAI | 20 | ALLRFPs\Saudi Energy\SEC RFP-C001718985\downloaded-rfp\SEC RFP-C001718985.xls
Saudi Energy | SEC RFP-C001720144 | 903300945 | 10 903300945 CONDUCTOR:ELECTRICAL,COPP... | 10 903300945 CONDUCTOR:ELECTRICAL,COPPER CLAD STEEL,7 | 9,842 | ALLRFPs\Saudi Energy\SEC RFP-C001720144\downloaded-rfp\SEC RFP-C001720144.xls
Saudi Energy | SEC RFP-C001720361 | 902019180 | 10 902019180 GUIDE,COMBUSTION CHAMBER,... | 10 902019180 GUIDE,COMBUSTION CHAMBER,129 MM LG,STL | 2 | ALLRFPs\Saudi Energy\SEC RFP-C001720361\downloaded-rfp\SEC RFP-C001720361.xls
Saudi Energy | SEC RFP-C001720361 | 902019151 | 20 902019151 FITTING,GREASE,STL | 20 902019151 FITTING,GREASE,STL | 4 | ALLRFPs\Saudi Energy\SEC RFP-C001720361\downloaded-rfp\SEC RFP-C001720361.xls
Saudi Energy | SEC RFP-C001720361 | 902019175 | 30 902019175 ANGLE,COMBUSTION CHAMBER,... | 30 902019175 ANGLE,COMBUSTION CHAMBER,20 MM,15 MM,65 | 8 | ALLRFPs\Saudi Energy\SEC RFP-C001720361\downloaded-rfp\SEC RFP-C001720361.xls
Saudi Energy | SEC RFP-C001720361 | 901202689 | 40 901202689 STRIP,SEAL,8 MM WD,BRS | 40 901202689 STRIP,SEAL,8 MM WD,BRS | 28 | ALLRFPs\Saudi Energy\SEC RFP-C001720361\downloaded-rfp\SEC RFP-C001720361.xls
Saudi Energy | SEC RFP-C001720361 | 902019149 | 50 902019149 BLOCK,SLIDING,COMPRESSOR ... | 50 902019149 BLOCK,SLIDING,COMPRESSOR STATOR ROW 3, G | 4 | ALLRFPs\Saudi Energy\SEC RFP-C001720361\downloaded-rfp\SEC RFP-C001720361.xls
Saudi Energy | SEC RFP-C001720361 | 902017346 | 60 902017346 VALVE,BALL,DN15,PN63,#P00... | 60 902017346 VALVE,BALL,DN15,PN63,#P0001193700 | 2 | ALLRFPs\Saudi Energy\SEC RFP-C001720361\downloaded-rfp\SEC RFP-C001720361.xls
Saudi Energy | SEC RFP-C001720361 | 902019227 | 70 902019227 VALVE,BALL,#P0006374100 | 70 902019227 VALVE,BALL,#P0006374100 | 1 | ALLRFPs\Saudi Energy\SEC RFP-C001720361\downloaded-rfp\SEC RFP-C001720361.xls
Saudi Energy | SEC RFP-C001720361 | 000637410 | 70 902019227 VALVE,BALL,#P0006374100 | 70 902019227 VALVE,BALL,#P0006374100 | 1 | ALLRFPs\Saudi Energy\SEC RFP-C001720361\downloaded-rfp\SEC RFP-C001720361.xls
Saudi Energy | SEC RFP-C001720361 | 902019229 | 80 902019229 VALVE,BALL,#P0000984200 | 80 902019229 VALVE,BALL,#P0000984200 | 2 | ALLRFPs\Saudi Energy\SEC RFP-C001720361\downloaded-rfp\SEC RFP-C001720361.xls
Saudi Energy | SEC RFP-C001720361 | 000098420 | 80 902019229 VALVE,BALL,#P0000984200 | 80 902019229 VALVE,BALL,#P0000984200 | 2 | ALLRFPs\Saudi Energy\SEC RFP-C001720361\downloaded-rfp\SEC RFP-C001720361.xls
Saudi Energy | SEC RFP-C001720361 | 902019254 | 90 902019254 VALVE,BALL,FLOATING,#P000... | 90 902019254 VALVE,BALL,FLOATING,#P0001415500 | 2 | ALLRFPs\Saudi Energy\SEC RFP-C001720361\downloaded-rfp\SEC RFP-C001720361.xls
Saudi Energy | SEC RFP-C001720361 | 902019271 | 100 902019271 VALVE,BALL,#P0000395500 | 100 902019271 VALVE,BALL,#P0000395500 | 3 | ALLRFPs\Saudi Energy\SEC RFP-C001720361\downloaded-rfp\SEC RFP-C001720361.xls
Saudi Energy | SEC RFP-C001720361 | 000039550 | 100 902019271 VALVE,BALL,#P0000395500 | 100 902019271 VALVE,BALL,#P0000395500 | 3 | ALLRFPs\Saudi Energy\SEC RFP-C001720361\downloaded-rfp\SEC RFP-C001720361.xls
Saudi Energy | SEC RFP-C001720361 | 902019280 | 110 902019280 VALVE,BALL,#PB0000217842 | 110 902019280 VALVE,BALL,#PB0000217842 | 7 | ALLRFPs\Saudi Energy\SEC RFP-C001720361\downloaded-rfp\SEC RFP-C001720361.xls
Saudi Energy | SEC RFP-C001720361 | 000021784 | 110 902019280 VALVE,BALL,#PB0000217842 | 110 902019280 VALVE,BALL,#PB0000217842 | 7 | ALLRFPs\Saudi Energy\SEC RFP-C001720361\downloaded-rfp\SEC RFP-C001720361.xls
Saudi Energy | SEC RFP-C001720361 | 902019287 | 120 902019287 VALVE,BALL,#PG0041279500 | 120 902019287 VALVE,BALL,#PG0041279500 | 2 | ALLRFPs\Saudi Energy\SEC RFP-C001720361\downloaded-rfp\SEC RFP-C001720361.xls
Saudi Energy | SEC RFP-C001720361 | 004127950 | 120 902019287 VALVE,BALL,#PG0041279500 | 120 902019287 VALVE,BALL,#PG0041279500 | 2 | ALLRFPs\Saudi Energy\SEC RFP-C001720361\downloaded-rfp\SEC RFP-C001720361.xls
Saudi Energy | SEC RFP-C001720361 | 902019336 | 130 902019336 VALVE,BALL,FS2, 1/2 IN,PN... | 130 902019336 VALVE,BALL,FS2, 1/2 IN,PN40,#P0006721100 | 2 | ALLRFPs\Saudi Energy\SEC RFP-C001720361\downloaded-rfp\SEC RFP-C001720361.xls
Saudi Energy | SEC RFP-C001720361 | 902019232 | 140 902019232 VALVE,BTRFL,#P0002996400 | 140 902019232 VALVE,BTRFL,#P0002996400 | 2 | ALLRFPs\Saudi Energy\SEC RFP-C001720361\downloaded-rfp\SEC RFP-C001720361.xls
Saudi Energy | SEC RFP-C001720361 | 000299640 | 140 902019232 VALVE,BTRFL,#P0002996400 | 140 902019232 VALVE,BTRFL,#P0002996400 | 2 | ALLRFPs\Saudi Energy\SEC RFP-C001720361\downloaded-rfp\SEC RFP-C001720361.xls
Saudi Energy | SEC RFP-C001720361 | 902019269 | 150 902019269 VALVE,CHECK,DN 50,#P00014... | 150 902019269 VALVE,CHECK,DN 50,#P0001425700 | 2 | ALLRFPs\Saudi Energy\SEC RFP-C001720361\downloaded-rfp\SEC RFP-C001720361.xls
Saudi Energy | SEC RFP-C001720361 | 901114213 | 160 901114213 TRANSMITTER:SIGNAL,PRESSU... | 160 901114213 TRANSMITTER:SIGNAL,PRESSURE | 2 | ALLRFPs\Saudi Energy\SEC RFP-C001720361\downloaded-rfp\SEC RFP-C001720361.xls
Saudi Energy | SEC RFP-C001720931 | 901301042 | 10 901301042 PLUG,OIL SEPARATOR,STL | 10 901301042 PLUG,OIL SEPARATOR,STL | 4 | ALLRFPs\Saudi Energy\SEC RFP-C001720931\downloaded-rfp\SEC RFP-C001720931.xls
Saudi Energy | SEC RFP-C001720931 | 905861048 | 20 905861048 CABLE,FBROPT,SM,49.2 FT L... | 20 905861048 CABLE,FBROPT,SM,49.2 FT LG,2 FBR,PVC JKT | 10 | ALLRFPs\Saudi Energy\SEC RFP-C001720931\downloaded-rfp\SEC RFP-C001720931.xls
Saudi Energy | SEC RFP-C001721788 - 6001721788 | 905669625 | 10 905669625 CONDUCTOR:ELECTRICAL,AAAC... | 10 905669625 CONDUCTOR:ELECTRICAL,AAAC,550 MCM,37,RIG | 5,000 | ALLRFPs\Saudi Energy\SEC RFP-C001721788 - 6001721788\downloaded-rfp\SEC RFP-C001721788 - 6001721788.xls
Saudi Energy | SEC RFP-C001722740 | 902019175 | 10 902019175 ANGLE,COMBUSTION CHAMBER,... | 10 902019175 ANGLE,COMBUSTION CHAMBER,20 MM,15 MM,65 | 12 | ALLRFPs\Saudi Energy\SEC RFP-C001722740\downloaded-rfp\SEC RFP-C001722740.xls
Saudi Energy | SEC RFP-C001722740 | 905943594 | 20 905943594 PIN,GAS TURBINE,6 MM DIA,... | 20 905943594 PIN,GAS TURBINE,6 MM DIA,82 MM LG,STL,GO | 104 | ALLRFPs\Saudi Energy\SEC RFP-C001722740\downloaded-rfp\SEC RFP-C001722740.xls
Saudi Energy | SEC RFP-C001722740 | 905943589 | 30 905943589 SPRING,COMP,X19CRMONBVN11... | 30 905943589 SPRING,COMP,X19CRMONBVN111,61 MM X 36 MM | 108 | ALLRFPs\Saudi Energy\SEC RFP-C001722740\downloaded-rfp\SEC RFP-C001722740.xls
Saudi Energy | SEC RFP-C001722740 | 902018727 | 40 902018727 O-RING,42 MM ID,51 MM OD,... | 40 902018727 O-RING,42 MM ID,51 MM OD,4.5 MM WD,ASTM | 152 | ALLRFPs\Saudi Energy\SEC RFP-C001722740\downloaded-rfp\SEC RFP-C001722740.xls
Saudi Energy | SEC RFP-C001722740 | 902019109 | 50 902019109 BUSHING,COMPRESSOR STATOR... | 50 902019109 BUSHING,COMPRESSOR STATOR,GAS TURBINE | 108 | ALLRFPs\Saudi Energy\SEC RFP-C001722740\downloaded-rfp\SEC RFP-C001722740.xls
Saudi Energy | SEC RFP-C001722740 | 902019111 | 60 902019111 BUSHING,COMPRESSOR STATOR... | 60 902019111 BUSHING,COMPRESSOR STATOR,GAS TURBINE,50 | 108 | ALLRFPs\Saudi Energy\SEC RFP-C001722740\downloaded-rfp\SEC RFP-C001722740.xls
Saudi Energy | SEC RFP-C001722740 | 902019110 | 70 902019110 BUSHING,COMPRESSOR STATOR... | 70 902019110 BUSHING,COMPRESSOR STATOR,GAS TURBINE,71 | 108 | ALLRFPs\Saudi Energy\SEC RFP-C001722740\downloaded-rfp\SEC RFP-C001722740.xls
Saudi Energy | SEC RFP-C001723233 | 905901562 | 10 905901562 WIRE:THERMOCOUPLE,17.4 MM... | 10 905901562 WIRE:THERMOCOUPLE,17.4 MM DIA,10 M LG,SS | 20 | ALLRFPs\Saudi Energy\SEC RFP-C001723233\downloaded-rfp\SEC RFP-C001723233.xls
Saudi Energy | SEC RFP-C001724044 | 901213560 | 10 901213560 SCREEN:FILTERING,165 MM I... | 10 901213560 SCREEN:FILTERING,165 MM ID X 300 MM LG X | 22 | ALLRFPs\Saudi Energy\SEC RFP-C001724044\downloaded-rfp\SEC RFP-C001724044.xls
Saudi Energy | SEC RFP-C001724044 | 902207594 | 20 902207594 ASSEMBLY,BOILER BURNER OI... | 20 902207594 ASSEMBLY,BOILER BURNER OIL GUN,FLEXIBLE | 15 | ALLRFPs\Saudi Energy\SEC RFP-C001724044\downloaded-rfp\SEC RFP-C001724044.xls
Saudi Energy | SEC RFP-C001724601 | 901425640 | 10 901425640 PLUG, | 10 901425640 PLUG, | 2 | ALLRFPs\Saudi Energy\SEC RFP-C001724601\downloaded-rfp\SEC RFP-C001724601.xls
Saudi Energy | SEC RFP-C001724601 | 901425630 | 20 901425630 PLUG, | 20 901425630 PLUG, | 1 | ALLRFPs\Saudi Energy\SEC RFP-C001724601\downloaded-rfp\SEC RFP-C001724601.xls
Saudi Energy | SEC RFP-C001724601 | 901425631 | 30 901425631 PLUG,BULK NOUN: | 30 901425631 PLUG,BULK NOUN: | 4 | ALLRFPs\Saudi Energy\SEC RFP-C001724601\downloaded-rfp\SEC RFP-C001724601.xls
Saudi Energy | SEC RFP-C001724601 | 901425729 | 40 901425729 PLUG,BULK NOUN: | 40 901425729 PLUG,BULK NOUN: | 4 | ALLRFPs\Saudi Energy\SEC RFP-C001724601\downloaded-rfp\SEC RFP-C001724601.xls
Saudi Energy | SEC RFP-C001724601 | 901420487 | 50 901420487 PLUG,BULK NOUN: | 50 901420487 PLUG,BULK NOUN: | 2 | ALLRFPs\Saudi Energy\SEC RFP-C001724601\downloaded-rfp\SEC RFP-C001724601.xls
Saudi Energy | SEC RFP-C001724601 | 902469299 | 60 902469299 PLUG:BULK NOUN | 60 902469299 PLUG:BULK NOUN | 8 | ALLRFPs\Saudi Energy\SEC RFP-C001724601\downloaded-rfp\SEC RFP-C001724601.xls
Saudi Energy | SEC RFP-C001724601 | 901420510 | 70 901420510 PLUG,BULK NOUN: | 70 901420510 PLUG,BULK NOUN: | 2 | ALLRFPs\Saudi Energy\SEC RFP-C001724601\downloaded-rfp\SEC RFP-C001724601.xls
Saudi Energy | SEC RFP-C001724601 | 902464213 | 80 902464213 JOINT,EXP,MS 350,3706 MM ... | 80 902464213 JOINT,EXP,MS 350,3706 MM X 3896 X 300 MM | 10 | ALLRFPs\Saudi Energy\SEC RFP-C001724601\downloaded-rfp\SEC RFP-C001724601.xls
Saudi Energy | SEC RFP-C001724601 | 901404933 | 90 901404933 JOINT,EXP,FABRIC,#1410626... | 90 901404933 JOINT,EXP,FABRIC,#14106268A03AD01POS1 | 1 | ALLRFPs\Saudi Energy\SEC RFP-C001724601\downloaded-rfp\SEC RFP-C001724601.xls
Saudi Energy | SEC RFP-C001724601 | 901407017 | 100 901407017 JOINT,EXP,VITON RA 26,#D7... | 100 901407017 JOINT,EXP,VITON RA 26,#D7663141200POS1 | 3 | ALLRFPs\Saudi Energy\SEC RFP-C001724601\downloaded-rfp\SEC RFP-C001724601.xls
Saudi Energy | SEC RFP-C001724601 | 901407592 | 110 901407592 JOINT,EXP,FABRIC,#1410626... | 110 901407592 JOINT,EXP,FABRIC,#14106268A02AD01POS1 | 2 | ALLRFPs\Saudi Energy\SEC RFP-C001724601\downloaded-rfp\SEC RFP-C001724601.xls
Saudi Energy | SEC RFP-C001724601 | 901407016 | 120 901407016 JOINT,EXP,VITON RA 26,#D7... | 120 901407016 JOINT,EXP,VITON RA 26,#D7663141000POS1 | 2 | ALLRFPs\Saudi Energy\SEC RFP-C001724601\downloaded-rfp\SEC RFP-C001724601.xls
Saudi Energy | SEC RFP-C001724601 | 901407013 | 130 901407013 JOINT,EXP,VITON RA 26,#D7... | 130 901407013 JOINT,EXP,VITON RA 26,#D7663140100POS1 | 4 | ALLRFPs\Saudi Energy\SEC RFP-C001724601\downloaded-rfp\SEC RFP-C001724601.xls
Saudi Energy | SEC RFP-C001724601 | 901407015 | 140 901407015 JOINT,EXP,VITON RA 26,#D7... | 140 901407015 JOINT,EXP,VITON RA 26,#D7663141100POS1 | 3 | ALLRFPs\Saudi Energy\SEC RFP-C001724601\downloaded-rfp\SEC RFP-C001724601.xls
Saudi Energy | SEC RFP-C001724601 | 901406259 | 150 901406259 INSULATOR:BUSHING,TRAPEZO... | 150 901406259 INSULATOR:BUSHING,TRAPEZOID,95 KV,500 MM | 5 | ALLRFPs\Saudi Energy\SEC RFP-C001724601\downloaded-rfp\SEC RFP-C001724601.xls
Saudi Energy | SEC RFP-C001724601 | 901404932 | 160 901404932 JOINT,EXP,FABRIC,#1410626... | 160 901404932 JOINT,EXP,FABRIC,#14106268G01AD01POS1 | 1 | ALLRFPs\Saudi Energy\SEC RFP-C001724601\downloaded-rfp\SEC RFP-C001724601.xls
Saudi Energy | SEC RFP-C001724601 | 901406661 | 170 901406661 INSULATOR:BUSHING,SHAFT,1... | 170 901406661 INSULATOR:BUSHING,SHAFT,111 KV,460 MM,17 | 1 | ALLRFPs\Saudi Energy\SEC RFP-C001724601\downloaded-rfp\SEC RFP-C001724601.xls
Saudi Energy | SEC RFP-C001724601 | 901406446 | 180 901406446 RING,PISTON,627 MM OD X 5... | 180 901406446 RING,PISTON,627 MM OD X 591.6 ID MM X18 | 2 | ALLRFPs\Saudi Energy\SEC RFP-C001724601\downloaded-rfp\SEC RFP-C001724601.xls
Saudi Energy | SEC RFP-C001724601 | 901406450 | 190 901406450 PISTON,TOOTHED,132.7 OD 5... | 190 901406450 PISTON,TOOTHED,132.7 OD 535 LG,LAST 460T | 2 | ALLRFPs\Saudi Energy\SEC RFP-C001724601\downloaded-rfp\SEC RFP-C001724601.xls
Saudi Energy | SEC RFP-C001724601 | 901406451 | 200 901406451 PISTON,TOOTHED,132.7 OD 4... | 200 901406451 PISTON,TOOTHED,132.7 OD 440 LG,LAST 460T | 2 | ALLRFPs\Saudi Energy\SEC RFP-C001724601\downloaded-rfp\SEC RFP-C001724601.xls
Saudi Energy | SEC RFP-C001724601 | 901407703 | 220 901407703 RING, | 220 901407703 RING, | 2 | ALLRFPs\Saudi Energy\SEC RFP-C001724601\downloaded-rfp\SEC RFP-C001724601.xls
Saudi Energy | SEC RFP-C001724601 | 901407707 | 230 901407707 RING, | 230 901407707 RING, | 3 | ALLRFPs\Saudi Energy\SEC RFP-C001724601\downloaded-rfp\SEC RFP-C001724601.xls
Saudi Energy | SEC RFP-C001724601 | 901324114 | 240 901324114 RING,ID FAN MAIN BEARING,... | 240 901324114 RING,ID FAN MAIN BEARING,240 MM DIA X 24 | 4 | ALLRFPs\Saudi Energy\SEC RFP-C001724601\downloaded-rfp\SEC RFP-C001724601.xls
Saudi Energy | SEC RFP-C001724601 | 901324127 | 250 901324127 RING,ID FAN MAIN BEARING ... | 250 901324127 RING,ID FAN MAIN BEARING ASSEMBLY,240 MM | 2 | ALLRFPs\Saudi Energy\SEC RFP-C001724601\downloaded-rfp\SEC RFP-C001724601.xls
Saudi Energy | SEC RFP-C001724601 | 901324126 | 260 901324126 RING,FD FAN HUB,170 MM DI... | 260 901324126 RING,FD FAN HUB,170 MM DIA X 100 MM LG,S | 4 | ALLRFPs\Saudi Energy\SEC RFP-C001724601\downloaded-rfp\SEC RFP-C001724601.xls
Saudi Energy | SEC RFP-C001724601 | 901324124 | 270 901324124 RING,ID FAN MAIN BEARING,... | 270 901324124 RING,ID FAN MAIN BEARING,170 MM DIA X 80 | 4 | ALLRFPs\Saudi Energy\SEC RFP-C001724601\downloaded-rfp\SEC RFP-C001724601.xls
Saudi Energy | SEC RFP-C001724601 | 901324125 | 280 901324125 RING,ID FAN MAIN BEARING,... | 280 901324125 RING,ID FAN MAIN BEARING,170 MM DIA X 11 | 4 | ALLRFPs\Saudi Energy\SEC RFP-C001724601\downloaded-rfp\SEC RFP-C001724601.xls
Saudi Energy | SEC RFP-C001724601 | 901425526 | 290 901425526 RING, | 290 901425526 RING, | 16 | ALLRFPs\Saudi Energy\SEC RFP-C001724601\downloaded-rfp\SEC RFP-C001724601.xls
Saudi Energy | SEC RFP-C001724601 | 901420446 | 300 901420446 RING,BULK NOUN: | 300 901420446 RING,BULK NOUN: | 4 | ALLRFPs\Saudi Energy\SEC RFP-C001724601\downloaded-rfp\SEC RFP-C001724601.xls
Saudi Energy | SEC RFP-C001724601 | 901420712 | 310 901420712 RING,BULK NOUN: | 310 901420712 RING,BULK NOUN: | 4 | ALLRFPs\Saudi Energy\SEC RFP-C001724601\downloaded-rfp\SEC RFP-C001724601.xls
Saudi Energy | SEC RFP-C001724601 | 901420834 | 320 901420834 RING,BULK NOUN: | 320 901420834 RING,BULK NOUN: | 4 | ALLRFPs\Saudi Energy\SEC RFP-C001724601\downloaded-rfp\SEC RFP-C001724601.xls
Saudi Energy | SEC RFP-C001724601 | 901420912 | 330 901420912 RING,BULK NOUN: | 330 901420912 RING,BULK NOUN: | 4 | ALLRFPs\Saudi Energy\SEC RFP-C001724601\downloaded-rfp\SEC RFP-C001724601.xls
Saudi Energy | SEC RFP-C001724601 | 901404255 | 350 901404255 TOOL, | 350 901404255 TOOL, | 2 | ALLRFPs\Saudi Energy\SEC RFP-C001724601\downloaded-rfp\SEC RFP-C001724601.xls
Saudi Energy | SEC RFP-C001724601 | 901324115 | 360 901324115 SUPPORT,BOILER ID FAN HUB... | 360 901324115 SUPPORT,BOILER ID FAN HUB,SSTL,800 MM OD | 2 | ALLRFPs\Saudi Energy\SEC RFP-C001724601\downloaded-rfp\SEC RFP-C001724601.xls
Saudi Energy | SEC RFP-C001724607 | 901327132 | 10 901327132 KIT,HRSG LP BYPASS | 10 901327132 KIT,HRSG LP BYPASS | 3 | ALLRFPs\Saudi Energy\SEC RFP-C001724607\downloaded-rfp\SEC RFP-C001724607.xls
Saudi Energy | SEC RFP-C001724607 | 901321674 | 20 901321674 KIT,HYDRAULIC CYLINDER,DI... | 20 901321674 KIT,HYDRAULIC CYLINDER,DIVERTER DAMPER,R | 1 | ALLRFPs\Saudi Energy\SEC RFP-C001724607\downloaded-rfp\SEC RFP-C001724607.xls
Saudi Energy | SEC RFP-C001724607 | 901321924 | 30 901321924 FAN:AXIAL FLOW,520 MM DIA... | 30 901321924 FAN:AXIAL FLOW,520 MM DIA X 230 MM DP,22 | 8 | ALLRFPs\Saudi Energy\SEC RFP-C001724607\downloaded-rfp\SEC RFP-C001724607.xls
Saudi Energy | SEC RFP-C001724607 | 902500089 | 40 902500089 INSUL:ELEC,FORM:U,,INSUL:... | 40 902500089 INSUL:ELEC,FORM:U,,INSUL:FIBER,SZ:730 MM | 1 | ALLRFPs\Saudi Energy\SEC RFP-C001724607\downloaded-rfp\SEC RFP-C001724607.xls
Saudi Energy | SEC RFP-C001724607 | 901303275 | 50 901303275 KIT,INTAKE AREA,VFD PANEL | 50 901303275 KIT,INTAKE AREA,VFD PANEL | 2 | ALLRFPs\Saudi Energy\SEC RFP-C001724607\downloaded-rfp\SEC RFP-C001724607.xls
Saudi Energy | SEC RFP-C001724607 | 901321387 | 60 901321387 SUPPORT,GT-GENERATOR/BRUS... | 60 901321387 SUPPORT,GT-GENERATOR/BRUSH RIGGING ASSEM | 1 | ALLRFPs\Saudi Energy\SEC RFP-C001724607\downloaded-rfp\SEC RFP-C001724607.xls
Saudi Energy | SEC RFP-C001724607 | 901322007 | 70 901322007 RELAY:MULTIFUNCTION,BREAK... | 70 901322007 RELAY:MULTIFUNCTION,BREAKER,BUS AND GENE | 2 | ALLRFPs\Saudi Energy\SEC RFP-C001724607\downloaded-rfp\SEC RFP-C001724607.xls
Saudi Energy | SEC RFP-C001724607 | 901322787 | 80 901322787 WEDGE,GAS TURBINE GENERAT... | 80 901322787 WEDGE,GAS TURBINE GENERATOR, FLUX PROBE | 2 | ALLRFPs\Saudi Energy\SEC RFP-C001724607\downloaded-rfp\SEC RFP-C001724607.xls
Saudi Energy | SEC RFP-C001724607 | 901110850 | 90 901110850 SUPPORT,BRUSH RIGGING ASS... | 90 901110850 SUPPORT,BRUSH RIGGING ASSY,SSTL AND HYLA | 1 | ALLRFPs\Saudi Energy\SEC RFP-C001724607\downloaded-rfp\SEC RFP-C001724607.xls
Saudi Energy | SEC RFP-C001724607 | 901207864 | 100 901207864 METER:MULTIFUNCTION,KV, K... | 100 901207864 METER:MULTIFUNCTION,KV, KA, MW, MVAR, PF | 5 | ALLRFPs\Saudi Energy\SEC RFP-C001724607\downloaded-rfp\SEC RFP-C001724607.xls
Saudi Energy | SEC RFP-C001724607 | 901321596 | 110 901321596 TRANSDUCER:POSITION,100 M... | 110 901321596 TRANSDUCER:POSITION,100 MM INPUT,600 OHM | 2 | ALLRFPs\Saudi Energy\SEC RFP-C001724607\downloaded-rfp\SEC RFP-C001724607.xls
Saudi Energy | SEC RFP-C001724607 | 901322018 | 120 901322018 GAUGE,DIFF PRESS,0 TO 1 B... | 120 901322018 GAUGE,DIFF PRESS,0 TO 1 BAR,160 MM DIAL | 4 | ALLRFPs\Saudi Energy\SEC RFP-C001724607\downloaded-rfp\SEC RFP-C001724607.xls
Saudi Energy | SEC RFP-C001724607 | 901321594 | 130 901321594 TRANSDUCER:POSITION,200 M... | 130 901321594 TRANSDUCER:POSITION,200 MM INPUT,600 OHM | 2 | ALLRFPs\Saudi Energy\SEC RFP-C001724607\downloaded-rfp\SEC RFP-C001724607.xls
Saudi Energy | SEC RFP-C001726037 | 902008250 | 10 902008250 CABLE:IGNITION,1/2 IN DIA... | 10 902008250 CABLE:IGNITION,1/2 IN DIA X 16 FT,25 KV, | 30 | ALLRFPs\Saudi Energy\SEC RFP-C001726037\downloaded-rfp\SEC RFP-C001726037.xls
Saudi Energy | SEC RFP-C001726485 | 905767320 | 10 905767320 WIRE:THERMOCOUPLE,16 AWG ... | 10 905767320 WIRE:THERMOCOUPLE,16 AWG STR, 3PR AT 2 W | 300 | ALLRFPs\Saudi Energy\SEC RFP-C001726485\downloaded-rfp\SEC RFP-C001726485.xls
Saudi Energy | SEC RFP-C001726485 | 901304086 | 20 901304086 DETECTOR,HEAT DETECTOR,13... | 20 901304086 DETECTOR,HEAT DETECTOR,135 DEGREE C (275 | 100 | ALLRFPs\Saudi Energy\SEC RFP-C001726485\downloaded-rfp\SEC RFP-C001726485.xls
Saudi Energy | SEC RFP-C001726485 | 902008356 | 30 902008356 DETECTOR,FIRE PROT,FIRE,4... | 30 902008356 DETECTOR,FIRE PROT,FIRE,450 DEG F,#156A1 | 100 | ALLRFPs\Saudi Energy\SEC RFP-C001726485\downloaded-rfp\SEC RFP-C001726485.xls
Saudi Energy | SEC RFP-C001726485 | 902464807 | 40 902464807 WASHER,FLAT,ROUND/FLAT,#2... | 40 902464807 WASHER,FLAT,ROUND/FLAT,#2303538 | 2,500 | ALLRFPs\Saudi Energy\SEC RFP-C001726485\downloaded-rfp\SEC RFP-C001726485.xls
Saudi Energy | SEC RFP-C001726485 | 905719825 | 50 905719825 SPRING,COMP,SSTL,5/8 IN I... | 50 905719825 SPRING,COMP,SSTL,5/8 IN ID X 1 IN OD,#27 | 40 | ALLRFPs\Saudi Energy\SEC RFP-C001726485\downloaded-rfp\SEC RFP-C001726485.xls
Saudi Energy | SEC RFP-C001726485 | 905722219 | 60 905722219 SPRING,COMP,STL,3/8 IN ID... | 60 905722219 SPRING,COMP,STL,3/8 IN ID X 1/2 IN OD,#N | 10 | ALLRFPs\Saudi Energy\SEC RFP-C001726485\downloaded-rfp\SEC RFP-C001726485.xls
Saudi Energy | SEC RFP-C001726485 | 905734074 | 70 905734074 WASHER,FLAT,SQ,STL,1/2 IN... | 70 905734074 WASHER,FLAT,SQ,STL,1/2 IN ID,#514A933003 | 60 | ALLRFPs\Saudi Energy\SEC RFP-C001726485\downloaded-rfp\SEC RFP-C001726485.xls
Saudi Energy | SEC RFP-C001726485 | 905745932 | 80 905745932 SPRING,COMP,ASTL,#390A841... | 80 905745932 SPRING,COMP,ASTL,#390A841001 | 40 | ALLRFPs\Saudi Energy\SEC RFP-C001726485\downloaded-rfp\SEC RFP-C001726485.xls
Saudi Energy | SEC RFP-C001726485 | 905748639 | 90 905748639 WASHER,FLAT,RD,STL,117.6 ... | 90 905748639 WASHER,FLAT,RD,STL,117.6 MM ID,15 MM TH | 26 | ALLRFPs\Saudi Energy\SEC RFP-C001726485\downloaded-rfp\SEC RFP-C001726485.xls
Saudi Energy | SEC RFP-C001726485 | 901424409 | 100 901424409 PANEL,LINING: | 100 901424409 PANEL,LINING: | 125 | ALLRFPs\Saudi Energy\SEC RFP-C001726485\downloaded-rfp\SEC RFP-C001726485.xls
Saudi Energy | SEC RFP-C001726485 | 905774172 | 110 905774172 SCREW,CAP,HEX SOCKET HD,#... | 110 905774172 SCREW,CAP,HEX SOCKET HD,#628C158056 | 44 | ALLRFPs\Saudi Energy\SEC RFP-C001726485\downloaded-rfp\SEC RFP-C001726485.xls
Saudi Energy | SEC RFP-C001726485 | 905760096 | 120 905760096 SCREW,CAP,316 SSTL,1-1/4 ... | 120 905760096 SCREW,CAP,316 SSTL,1-1/4 IN DIA,7 TPI,#1 | 96 | ALLRFPs\Saudi Energy\SEC RFP-C001726485\downloaded-rfp\SEC RFP-C001726485.xls
Saudi Energy | SEC RFP-C001726485 | 905774730 | 130 905774730 PIN,LINKAGE,STOP VALVE,ST... | 130 905774730 PIN,LINKAGE,STOP VALVE,STEAM TURBINE,1.9 | 18 | ALLRFPs\Saudi Energy\SEC RFP-C001726485\downloaded-rfp\SEC RFP-C001726485.xls
Saudi Energy | SEC RFP-C001726485 | 905782552 | 140 905782552 STUD,DBL ENDED,ASME,M24 D... | 140 905782552 STUD,DBL ENDED,ASME,M24 DIA-B,3 MM THD-A | 30 | ALLRFPs\Saudi Energy\SEC RFP-C001726485\downloaded-rfp\SEC RFP-C001726485.xls
Saudi Energy | SEC RFP-C001726485 | 905748602 | 150 905748602 STUD,DBL ENDED,3/4 IN DIA... | 150 905748602 STUD,DBL ENDED,3/4 IN DIA-B,#795D588044 | 30 | ALLRFPs\Saudi Energy\SEC RFP-C001726485\downloaded-rfp\SEC RFP-C001726485.xls
Saudi Energy | SEC RFP-C001726485 | 905782864 | 160 905782864 STUD,TURB,2.25 IN DIA,12.... | 160 905782864 STUD,TURB,2.25 IN DIA,12.25 IN LG,#PW627 | 30 | ALLRFPs\Saudi Energy\SEC RFP-C001726485\downloaded-rfp\SEC RFP-C001726485.xls
Saudi Energy | SEC RFP-C001726485 | 905729176 | 170 905729176 GASKET,VALVE,BONNET,ROUND... | 170 905729176 GASKET,VALVE,BONNET,ROUND,618 MM ID X 64 | 5 | ALLRFPs\Saudi Energy\SEC RFP-C001726485\downloaded-rfp\SEC RFP-C001726485.xls
Saudi Energy | SEC RFP-C001726485 | 905826157 | 180 905826157 RING,BACK-UP,88.8 MM ID X... | 180 905826157 RING,BACK-UP,88.8 MM ID X 95 MM OD X 1.4 | 4 | ALLRFPs\Saudi Energy\SEC RFP-C001726485\downloaded-rfp\SEC RFP-C001726485.xls
Saudi Energy | SEC RFP-C001726485 | 905748457 | 190 905748457 GASKET,STEAM TURBINE,NON ... | 190 905748457 GASKET,STEAM TURBINE,NON SPIRAL,ROUND,10 | 8 | ALLRFPs\Saudi Energy\SEC RFP-C001726485\downloaded-rfp\SEC RFP-C001726485.xls
Saudi Energy | SEC RFP-C001726485 | 905922773 | 200 905922773 GASKET,MANHOLE,NON SPIRAL... | 200 905922773 GASKET,MANHOLE,NON SPIRAL,TRAPEZOIDAL | 3 | ALLRFPs\Saudi Energy\SEC RFP-C001726485\downloaded-rfp\SEC RFP-C001726485.xls
Saudi Energy | SEC RFP-C001726485 | 905734234 | 210 905734234 GASKET,ACCESS COVER,STRIP... | 210 905734234 GASKET,ACCESS COVER,STRIP,(700 MM X 790 | 6 | ALLRFPs\Saudi Energy\SEC RFP-C001726485\downloaded-rfp\SEC RFP-C001726485.xls
Saudi Energy | SEC RFP-C001726485 | 905921949 | 220 905921949 BAG,FLTR,COTTON,#16B23G | 220 905921949 BAG,FLTR,COTTON,#16B23G | 600 | ALLRFPs\Saudi Energy\SEC RFP-C001726485\downloaded-rfp\SEC RFP-C001726485.xls
Saudi Energy | SEC RFP-C001727095 | 902500777 | 10 902500777 SENSOR,SPEED,0 TO 4.05 MM... | 10 902500777 SENSOR,SPEED,0 TO 4.05 MM,8.2 V,SSTL,DIN | 40 | ALLRFPs\Saudi Energy\SEC RFP-C001727095\downloaded-rfp\SEC RFP-C001727095.xls
Saudi Energy | SEC RFP-C001727095 | 905530039 | 20 905530039 RELAY,TIME DELAY,5 TO 100... | 20 905530039 RELAY,TIME DELAY,5 TO 100 SEC,#910346 | 10 | ALLRFPs\Saudi Energy\SEC RFP-C001727095\downloaded-rfp\SEC RFP-C001727095.xls
Saudi Energy | SEC RFP-C001727095 | 905529606 | 30 905529606 CABLE:IGNITION,(9.5 MM X ... | 30 905529606 CABLE:IGNITION,(9.5 MM X 12 MM X 16 MM) | 9 | ALLRFPs\Saudi Energy\SEC RFP-C001727095\downloaded-rfp\SEC RFP-C001727095.xls
Saudi Energy | SEC RFP-C001727147 | 902019175 | 10 902019175 ANGLE,COMBUSTION CHAMBER,... | 10 902019175 ANGLE,COMBUSTION CHAMBER,20 MM,15 MM,65 | 12 | ALLRFPs\Saudi Energy\SEC RFP-C001727147\downloaded-rfp\SEC RFP-C001727147.xls
Saudi Energy | SEC RFP-C001728053 | 902008077 | 10 902008077 CABLE:IGNITION,1/2 IN DIA... | 10 902008077 CABLE:IGNITION,1/2 IN DIA X 26 FT LG,SAE | 20 | ALLRFPs\Saudi Energy\SEC RFP-C001728053\downloaded-rfp\SEC RFP-C001728053.xls
Saudi Energy | SEC RFP-C001728053 | 905503195 | 20 905503195 RELAY:GP,250 VAC 5 A,2NO2... | 20 905503195 RELAY:GP,250 VAC 5 A,2NO2NC,24 VAC,SILVE | 3 | ALLRFPs\Saudi Energy\SEC RFP-C001728053\downloaded-rfp\SEC RFP-C001728053.xls
Saudi Energy | SEC RFP-C001728053 | 901148580 | 30 901148580 BSHNG:BULK NOUN | 30 901148580 BSHNG:BULK NOUN | 5 | ALLRFPs\Saudi Energy\SEC RFP-C001728053\downloaded-rfp\SEC RFP-C001728053.xls
Saudi Energy | SEC RFP-C001728053 | 901407256 | 40 901407256 VALVE,BTRFL,SSTL GR CF8M,... | 40 901407256 VALVE,BTRFL,SSTL GR CF8M,6 IN,300 LB,FLG | 3 | ALLRFPs\Saudi Energy\SEC RFP-C001728053\downloaded-rfp\SEC RFP-C001728053.xls
Saudi Energy | SEC RFP-C001728053 | 905901148 | 50 905901148 METER:FREQUENCY,POWER QUA... | 50 905901148 METER:FREQUENCY,POWER QUALITY, ANALOG RE | 3 | ALLRFPs\Saudi Energy\SEC RFP-C001728053\downloaded-rfp\SEC RFP-C001728053.xls
Saudi Energy | SEC RFP-C001728053 | 905900152 | 60 905900152 RELAY,THERM OL,SS,13 TO 2... | 60 905900152 RELAY,THERM OL,SS,13 TO 27 A,1NO1NC,2P1T | 3 | ALLRFPs\Saudi Energy\SEC RFP-C001728053\downloaded-rfp\SEC RFP-C001728053.xls
Saudi Energy | SEC RFP-C001728053 | 902003500 | 70 902003500 FUSE:LOW VOLTAGE,3 A,600 ... | 70 902003500 FUSE:LOW VOLTAGE,3 A,600 VAC,TIME DELAY, | 20 | ALLRFPs\Saudi Energy\SEC RFP-C001728053\downloaded-rfp\SEC RFP-C001728053.xls
Saudi Energy | SEC RFP-C001728053 | 901329069 | 80 901329069 KIT,TRANSITION PIECE,GAS ... | 80 901329069 KIT,TRANSITION PIECE,GAS TURBINE,SHIM, S | 70 | ALLRFPs\Saudi Energy\SEC RFP-C001728053\downloaded-rfp\SEC RFP-C001728053.xls
Saudi Energy | SEC RFP-C001728053 | 902007206 | 90 902007206 FUSE:LOW VOLTAGE,800 A,70... | 90 902007206 FUSE:LOW VOLTAGE,800 A,700 VAC,ULTRA FAS | 8 | ALLRFPs\Saudi Energy\SEC RFP-C001728053\downloaded-rfp\SEC RFP-C001728053.xls
Saudi Energy | SEC RFP-C001728053 | 901104380 | 100 901104380 KIT,BLEED VALVE MODEL LA1... | 100 901104380 KIT,BLEED VALVE MODEL LA16130,GASKET, O- | 18 | ALLRFPs\Saudi Energy\SEC RFP-C001728053\downloaded-rfp\SEC RFP-C001728053.xls
Saudi Energy | SEC RFP-C001729202 | 908321132 | 10 908321132 SWGR,SRMU OD,2LBS+1CB,ATS... | 10 908321132 SWGR,SRMU OD,2LBS+1CB,ATS,13.8KV,400A | 100 | ALLRFPs\Saudi Energy\SEC RFP-C001729202\downloaded-rfp\SEC RFP-C001729202.xls
Saudi Energy | SEC RFP-C001729202 | 908321134 | 20 908321134 SWGR,SRMU OD,2LBS+1CB,ATS... | 20 908321134 SWGR,SRMU OD,2LBS+1CB,ATS,33KV,400/200A | 100 | ALLRFPs\Saudi Energy\SEC RFP-C001729202\downloaded-rfp\SEC RFP-C001729202.xls
Saudi Energy | SEC RFP-C001729202 | 908321139 | 30 908321139 SWGR,SMART RMU OD,2LBS+1C... | 30 908321139 SWGR,SMART RMU OD,2LBS+1CB,33KV,400/200A | 3,000 | ALLRFPs\Saudi Energy\SEC RFP-C001729202\downloaded-rfp\SEC RFP-C001729202.xls
Saudi Energy | SEC RFP-C001729202 | 908321236 | 40 908321236 SWITCHGEAR:METAL ENCLOSED... | 40 908321236 SWITCHGEAR:METAL ENCLOSED,SMART AMRMU, I | 150 | ALLRFPs\Saudi Energy\SEC RFP-C001729202\downloaded-rfp\SEC RFP-C001729202.xls
Saudi Energy | SEC RFP-C001729202 | 908321242 | 50 908321242 SWGR,SMRT AMRMU ID,2LBS+1... | 50 908321242 SWGR,SMRT AMRMU ID,2LBS+1CB,ATS,33KV,400 | 150 | ALLRFPs\Saudi Energy\SEC RFP-C001729202\downloaded-rfp\SEC RFP-C001729202.xls
Saudi Energy | SEC RFP-C001729202 | 908321239 | 60 908321239 SWGR,SMART MRMU ID,3LBS+1... | 60 908321239 SWGR,SMART MRMU ID,3LBS+1CB,33KV,630A | 150 | ALLRFPs\Saudi Energy\SEC RFP-C001729202\downloaded-rfp\SEC RFP-C001729202.xls
Saudi Energy | SEC RFP-C001729202 | 908321237 | 70 908321237 SWGR,SMART MRMU ID,3LBS+1... | 70 908321237 SWGR,SMART MRMU ID,3LBS+1CB,33KV,400A | 150 | ALLRFPs\Saudi Energy\SEC RFP-C001729202\downloaded-rfp\SEC RFP-C001729202.xls
Saudi Energy | SEC RFP-C001729202 | 908321245 | 80 908321245 SWGR,SMART MRMU ID,2LBS+1... | 80 908321245 SWGR,SMART MRMU ID,2LBS+1CB,33KV,400A | 150 | ALLRFPs\Saudi Energy\SEC RFP-C001729202\downloaded-rfp\SEC RFP-C001729202.xls
Saudi Energy | SEC RFP-C001729202 | 908321240 | 90 908321240 SWGR,SMART MRMU ID,2LBS+1... | 90 908321240 SWGR,SMART MRMU ID,2LBS+1CB,33KV,630A | 150 | ALLRFPs\Saudi Energy\SEC RFP-C001729202\downloaded-rfp\SEC RFP-C001729202.xls
Saudi Energy | SEC RFP-C001729202 | 908321241 | 100 908321241 SWGR,SMRMU ID,2LBS+1CB,AT... | 100 908321241 SWGR,SMRMU ID,2LBS+1CB,ATS,13.8KV,400A | 100 | ALLRFPs\Saudi Energy\SEC RFP-C001729202\downloaded-rfp\SEC RFP-C001729202.xls
Saudi Energy | SEC RFP-C001729202 | 908321235 | 110 908321235 SWGR,SMRMU ID,2LBS+1CB,AT... | 110 908321235 SWGR,SMRMU ID,2LBS+1CB,ATS,13.8KV,630A | 100 | ALLRFPs\Saudi Energy\SEC RFP-C001729202\downloaded-rfp\SEC RFP-C001729202.xls
Saudi Energy | SEC RFP-C001729202 | 908321238 | 120 908321238 SWGR,SMART MRMU ID,3LBS+1... | 120 908321238 SWGR,SMART MRMU ID,3LBS+1CB,13.8KV,630A | 150 | ALLRFPs\Saudi Energy\SEC RFP-C001729202\downloaded-rfp\SEC RFP-C001729202.xls
Saudi Energy | SEC RFP-C001729969 | 905671440 | 10 905671440 BRACKET,SUPPORT,20 MM ID ... | 10 905671440 BRACKET,SUPPORT,20 MM ID X 35 MM OD X 50 | 20 | ALLRFPs\Saudi Energy\SEC RFP-C001729969\downloaded-rfp\SEC RFP-C001729969.xls
Saudi Energy | SEC RFP-C001732146 | 901207864 | 10 901207864 METER:MULTIFUNCTION,KV, K... | 10 901207864 METER:MULTIFUNCTION,KV, KA, MW, MVAR, PF | 3 | ALLRFPs\Saudi Energy\SEC RFP-C001732146\downloaded-rfp\SEC RFP-C001732146.xls
Saudi Energy | SEC RFP-C001732146 | 905902109 | 20 905902109 PICK-UP:MAGNETIC,SPEED,0.... | 20 905902109 PICK-UP:MAGNETIC,SPEED,0.55 IN DIA X 6-1 | 5 | ALLRFPs\Saudi Energy\SEC RFP-C001732146\downloaded-rfp\SEC RFP-C001732146.xls
Saudi Energy | SEC RFP-C001732146 | 905882128 | 40 905882128 GAUGE,PRES,0 TO 40 BAR,70... | 40 905882128 GAUGE,PRES,0 TO 40 BAR,70 MM DIAL,#21117 | 1 | ALLRFPs\Saudi Energy\SEC RFP-C001732146\downloaded-rfp\SEC RFP-C001732146.xls
Saudi Energy | SEC RFP-C001732146 | 901230766 | 50 901230766 WIRE:THERMOCOUPLE,12 MM D... | 50 901230766 WIRE:THERMOCOUPLE,12 MM DIA (2-18 AWG),1 | 2 | ALLRFPs\Saudi Energy\SEC RFP-C001732146\downloaded-rfp\SEC RFP-C001732146.xls
Saudi Energy | SEC RFP-C001732146 | 902008234 | 60 902008234 CABLE:INSTRUMENTATION,VIB... | 60 902008234 CABLE:INSTRUMENTATION,VIBRATION SENSOR,3 | 1 | ALLRFPs\Saudi Energy\SEC RFP-C001732146\downloaded-rfp\SEC RFP-C001732146.xls
Saudi Energy | SEC RFP-C001732146 | 905896925 | 70 905896925 CABLE:INSTRUMENTATION,EXT... | 70 905896925 CABLE:INSTRUMENTATION,EXTENSION,PROXIMIT | 2 | ALLRFPs\Saudi Energy\SEC RFP-C001732146\downloaded-rfp\SEC RFP-C001732146.xls
Saudi Energy | SEC RFP-C001732146 | 905896926 | 80 905896926 CABLE:INSTRUMENTATION,EXT... | 80 905896926 CABLE:INSTRUMENTATION,EXTENSION,VIBRATIO | 2 | ALLRFPs\Saudi Energy\SEC RFP-C001732146\downloaded-rfp\SEC RFP-C001732146.xls
Saudi Energy | SEC RFP-C001732146 | 902469406 | 90 902469406 CRCT:CNTRL | 90 902469406 CRCT:CNTRL | 4 | ALLRFPs\Saudi Energy\SEC RFP-C001732146\downloaded-rfp\SEC RFP-C001732146.xls
Saudi Energy | SEC RFP-C001732177 | 905912696 | 10 905912696 POSITIONER,VALVE,20 TO 90... | 10 905912696 POSITIONER,VALVE,20 TO 90 PSI,4 TO 20 MA | 6 | ALLRFPs\Saudi Energy\SEC RFP-C001732177\downloaded-rfp\SEC RFP-C001732177.xls
Saudi Energy | SEC RFP-C001732177 | 902000380 | 20 902000380 SCREW,CAP,STL,1-1/4 IN DI... | 20 902000380 SCREW,CAP,STL,1-1/4 IN DIA,8 UN/TPI,#234 | 3 | ALLRFPs\Saudi Energy\SEC RFP-C001732177\downloaded-rfp\SEC RFP-C001732177.xls
Saudi Energy | SEC RFP-C001732177 | 902000752 | 30 902000752 STUD,TURB,STL,1-1/4 IN DI... | 30 902000752 STUD,TURB,STL,1-1/4 IN DIA,12 TPI,#2349C | 16 | ALLRFPs\Saudi Energy\SEC RFP-C001732177\downloaded-rfp\SEC RFP-C001732177.xls
Saudi Energy | SEC RFP-C001732177 | 902001590 | 40 902001590 STUD,TURB,STL,1 IN DIA,12... | 40 902001590 STUD,TURB,STL,1 IN DIA,12 TPI,#237T01400 | 18 | ALLRFPs\Saudi Energy\SEC RFP-C001732177\downloaded-rfp\SEC RFP-C001732177.xls
Saudi Energy | SEC RFP-C001732177 | 902507744 | 50 902507744 SCREW,CAP,STL,5/8 IN DIA,... | 50 902507744 SCREW,CAP,STL,5/8 IN DIA,11 TPI,3IN LG | 90 | ALLRFPs\Saudi Energy\SEC RFP-C001732177\downloaded-rfp\SEC RFP-C001732177.xls
Saudi Energy | SEC RFP-C001732177 | 905941246 | 60 905941246 SCREW,CAP,STL,3/8 IN DIA,... | 60 905941246 SCREW,CAP,STL,3/8 IN DIA,24 UNF,#1751D63 | 70 | ALLRFPs\Saudi Energy\SEC RFP-C001732177\downloaded-rfp\SEC RFP-C001732177.xls
Saudi Energy | SEC RFP-C001732177 | 905941252 | 70 905941252 SCREW:LOCKING,3/8 IN DIA,... | 70 905941252 SCREW:LOCKING,3/8 IN DIA,24 UNF,1-3/16 I | 120 | ALLRFPs\Saudi Energy\SEC RFP-C001732177\downloaded-rfp\SEC RFP-C001732177.xls
Saudi Energy | SEC RFP-C001732177 | 905942637 | 80 905942637 CLAMP,PIPE/CONDUIT,2-1/2 ... | 80 905942637 CLAMP,PIPE/CONDUIT,2-1/2 IN TO 3-3/8 IN | 36 | ALLRFPs\Saudi Energy\SEC RFP-C001732177\downloaded-rfp\SEC RFP-C001732177.xls
Saudi Energy | SEC RFP-C001732177 | 905942331 | 90 905942331 WIRE:THERMOCOUPLE,12 TO 1... | 90 905942331 WIRE:THERMOCOUPLE,12 TO 18 AWG,IRON CONS | 12 | ALLRFPs\Saudi Energy\SEC RFP-C001732177\downloaded-rfp\SEC RFP-C001732177.xls
Saudi Energy | SEC RFP-C001732177 | 905912693 | 100 905912693 POSITIONER,VALVE,1.4 TO 6... | 100 905912693 POSITIONER,VALVE,1.4 TO 6 BAR,4 TO 20 MA | 33 | ALLRFPs\Saudi Energy\SEC RFP-C001732177\downloaded-rfp\SEC RFP-C001732177.xls
Saudi Energy | SEC RFP-C001732177 | 905534497 | 110 905534497 POPPET,VALVE,316L SSTL,#3... | 110 905534497 POPPET,VALVE,316L SSTL,#361A2943P001POPP | 135 | ALLRFPs\Saudi Energy\SEC RFP-C001732177\downloaded-rfp\SEC RFP-C001732177.xls
Saudi Energy | SEC RFP-C001732177 | 905844142 | 120 905844142 RELAY,TIME DELAY,#RHT418G | 120 905844142 RELAY,TIME DELAY,#RHT418G | 10 | ALLRFPs\Saudi Energy\SEC RFP-C001732177\downloaded-rfp\SEC RFP-C001732177.xls
Saudi Energy | SEC RFP-C001732177 | 902002671 | 130 902002671 RELAY:GP,AUX,120 VAC 60 H... | 130 902002671 RELAY:GP,AUX,120 VAC 60 HZ,2NO2NC,125 VD | 4 | ALLRFPs\Saudi Energy\SEC RFP-C001732177\downloaded-rfp\SEC RFP-C001732177.xls
Saudi Energy | SEC RFP-C001732692 | 905554894 | 10 905554894 CABLE,ELEC,CU,XLPE,70/35 ... | 10 905554894 CABLE,ELEC,CU,XLPE,70/35 SQMM,4C,#ENHB59 | 7,500 | ALLRFPs\Saudi Energy\SEC RFP-C001732692\downloaded-rfp\SEC RFP-C001732692.xls
Saudi Energy | SEC RFP-C001733694 | 902504517 | 10 902504517 WIRE:THERMOCOUPLE,6 MM DI... | 10 902504517 WIRE:THERMOCOUPLE,6 MM DIA,12 M LG,1 PAI | 20 | ALLRFPs\Saudi Energy\SEC RFP-C001733694\downloaded-rfp\SEC RFP-C001733694.xls
Saudi Energy | SEC RFP-C001733699 | 901222205 | 10 901222205 CALIBRATOR,FLUKE 717 PRES... | 10 901222205 CALIBRATOR,FLUKE 717 PRESSURE CALIBRATOR | 10 | ALLRFPs\Saudi Energy\SEC RFP-C001733699\downloaded-rfp\SEC RFP-C001733699.xls
Saudi Energy | SEC RFP-C001733699 | 901117355 | 20 901117355 NOZZLE,COMBUCTOR, GAS TUR... | 20 901117355 NOZZLE,COMBUCTOR, GAS TURBINE,24 MM ID X | 20 | ALLRFPs\Saudi Energy\SEC RFP-C001733699\downloaded-rfp\SEC RFP-C001733699.xls
Saudi Energy | SEC RFP-C001733699 | 905819518 | 30 905819518 STRAINER:FLUID,PIPING,Y,2... | 30 905819518 STRAINER:FLUID,PIPING,Y,2 IN,FNPT,400 LB | 3 | ALLRFPs\Saudi Energy\SEC RFP-C001733699\downloaded-rfp\SEC RFP-C001733699.xls
Saudi Energy | SEC RFP-C001733699 | 901407336 | 40 901407336 GUIDE,COMBUSTION CHAMBER | 40 901407336 GUIDE,COMBUSTION CHAMBER | 10 | ALLRFPs\Saudi Energy\SEC RFP-C001733699\downloaded-rfp\SEC RFP-C001733699.xls
Saudi Energy | SEC RFP-C001733699 | 901234083 | 50 901234083 SPACER,COUPLING,1 M AND 6... | 50 901234083 SPACER,COUPLING,1 M AND 650 MM LG,STL,AP | 4 | ALLRFPs\Saudi Energy\SEC RFP-C001733699\downloaded-rfp\SEC RFP-C001733699.xls
Saudi Energy | SEC RFP-C001733699 | 901327944 | 60 901327944 FAN:CENTRIFUGAL, | 60 901327944 FAN:CENTRIFUGAL, | 4 | ALLRFPs\Saudi Energy\SEC RFP-C001733699\downloaded-rfp\SEC RFP-C001733699.xls
Saudi Energy | SEC RFP-C001733699 | 901301042 | 70 901301042 PLUG,OIL SEPARATOR,STL | 70 901301042 PLUG,OIL SEPARATOR,STL | 4 | ALLRFPs\Saudi Energy\SEC RFP-C001733699\downloaded-rfp\SEC RFP-C001733699.xls
Saudi Energy | SEC RFP-C001733719 | 909202634 | 10 909202634 CABLE,HEAT TRACE,240 VAC,... | 10 909202634 CABLE,HEAT TRACE,240 VAC,18.40 WATTS,CU | 2,500 | ALLRFPs\Saudi Energy\SEC RFP-C001733719\downloaded-rfp\SEC RFP-C001733719.xls
Saudi Energy | SEC RFP-C001733719 | 909110327 | 20 909110327 HINGE,US32D,SSTL,#BB1191 | 20 909110327 HINGE,US32D,SSTL,#BB1191 | 15 | ALLRFPs\Saudi Energy\SEC RFP-C001733719\downloaded-rfp\SEC RFP-C001733719.xls
Saudi Energy | SEC RFP-C001733719 | 909110419 | 30 909110419 SHEET:NON-METALLIC,SKID C... | 30 909110419 SHEET:NON-METALLIC,SKID COVER,190 MM WD, | 90 | ALLRFPs\Saudi Energy\SEC RFP-C001733719\downloaded-rfp\SEC RFP-C001733719.xls
Saudi Energy | SEC RFP-C001733719 | 909505129 | 40 909505129 LT:FLRSCNT,120 TO 277V AC... | 40 909505129 LT:FLRSCNT,120 TO 277V AC,56 WATTS,4 FEE | 6 | ALLRFPs\Saudi Energy\SEC RFP-C001733719\downloaded-rfp\SEC RFP-C001733719.xls
Saudi Energy | SEC RFP-C001733719 | 905700766 | 50 905700766 UNION,PIPE,CPVC,1/2 IN (1... | 50 905700766 UNION,PIPE,CPVC,1/2 IN (12.7 MM),SCH 80 | 40 | ALLRFPs\Saudi Energy\SEC RFP-C001733719\downloaded-rfp\SEC RFP-C001733719.xls
Saudi Energy | SEC RFP-C001733719 | 905020041 | 70 905020041 TESTER,PROCESS INSTRUMENT... | 70 905020041 TESTER,PROCESS INSTRUMENT,GAS, | 10 | ALLRFPs\Saudi Energy\SEC RFP-C001733719\downloaded-rfp\SEC RFP-C001733719.xls
Saudi Energy | SEC RFP-C001733719 | 909501403 | 80 909501403 PUNCH:KO,FORGED STEEL,9/3... | 80 909501403 PUNCH:KO,FORGED STEEL,9/32,3/32 IN X 1/8 | 10 | ALLRFPs\Saudi Energy\SEC RFP-C001733719\downloaded-rfp\SEC RFP-C001733719.xls
Saudi Energy | SEC RFP-C001734554 | 901238898 | 10 901238898 BOLT,MACH,CRMOV,63 MM DIA... | 10 901238898 BOLT,MACH,CRMOV,63 MM DIA,274 MM LG,M20 | 6 | ALLRFPs\Saudi Energy\SEC RFP-C001734554\downloaded-rfp\SEC RFP-C001734554.xls
Saudi Energy | SEC RFP-C001734554 | 901238899 | 20 901238899 BUSHING,COMPRESSOR BEARIN... | 20 901238899 BUSHING,COMPRESSOR BEARING CASING,165 MM | 12 | ALLRFPs\Saudi Energy\SEC RFP-C001734554\downloaded-rfp\SEC RFP-C001734554.xls
Saudi Energy | SEC RFP-C001734554 | 901238918 | 30 901238918 BOLT,MACH,CRMOV STL,65 MM... | 30 901238918 BOLT,MACH,CRMOV STL,65 MM DIA,155MM LG | 4 | ALLRFPs\Saudi Energy\SEC RFP-C001734554\downloaded-rfp\SEC RFP-C001734554.xls
Saudi Energy | SEC RFP-C001734554 | 901238919 | 40 901238919 BOLT,MACH,CRMOV STL,100MM... | 40 901238919 BOLT,MACH,CRMOV STL,100MM DIA,271 MM LG | 18 | ALLRFPs\Saudi Energy\SEC RFP-C001734554\downloaded-rfp\SEC RFP-C001734554.xls
Saudi Energy | SEC RFP-C001734554 | 901238921 | 50 901238921 BOLT,MACH,40CRMOV47,120MM... | 50 901238921 BOLT,MACH,40CRMOV47,120MM DIA,164 MM LG | 12 | ALLRFPs\Saudi Energy\SEC RFP-C001734554\downloaded-rfp\SEC RFP-C001734554.xls
Saudi Energy | SEC RFP-C001734554 | 901238935 | 60 901238935 BOLT,MACH,STL,85.4 MM DIA... | 60 901238935 BOLT,MACH,STL,85.4 MM DIA,195.7 MM LG,#P | 8 | ALLRFPs\Saudi Energy\SEC RFP-C001734554\downloaded-rfp\SEC RFP-C001734554.xls
Saudi Energy | SEC RFP-C001734554 | 901238939 | 70 901238939 NUT,HEX,STL,20MM DIA,M20,... | 70 901238939 NUT,HEX,STL,20MM DIA,M20,1.5 MM HT,#PB00 | 8 | ALLRFPs\Saudi Energy\SEC RFP-C001734554\downloaded-rfp\SEC RFP-C001734554.xls
Saudi Energy | SEC RFP-C001734554 | 901238940 | 80 901238940 NUT,HEX,STL,80 MM DIA,M80... | 80 901238940 NUT,HEX,STL,80 MM DIA,M80,6MM HT,#PB0000 | 24 | ALLRFPs\Saudi Energy\SEC RFP-C001734554\downloaded-rfp\SEC RFP-C001734554.xls
Saudi Energy | SEC RFP-C001734554 | 901238941 | 90 901238941 BOLT,MACH,40CRMOV4-6 PLUS... | 90 901238941 BOLT,MACH,40CRMOV4-6 PLUS QT,M100 DIA,#P | 8 | ALLRFPs\Saudi Energy\SEC RFP-C001734554\downloaded-rfp\SEC RFP-C001734554.xls
Saudi Energy | SEC RFP-C001734554 | 901114848 | 100 901114848 NUT,CAP,DIA,HT,#272710BB0... | 100 901114848 NUT,CAP,DIA,HT,#272710BB0689A52 | 1 | ALLRFPs\Saudi Energy\SEC RFP-C001734554\downloaded-rfp\SEC RFP-C001734554.xls
Saudi Energy | SEC RFP-C001734554 | 901114881 | 110 901114881 HYDROMETER:LIQUID, | 110 901114881 HYDROMETER:LIQUID, | 1 | ALLRFPs\Saudi Energy\SEC RFP-C001734554\downloaded-rfp\SEC RFP-C001734554.xls
Saudi Energy | SEC RFP-C001734554 | 901330287 | 120 901330287 ASSEMBLY, | 120 901330287 ASSEMBLY, | 1 | ALLRFPs\Saudi Energy\SEC RFP-C001734554\downloaded-rfp\SEC RFP-C001734554.xls
Saudi Energy | SEC RFP-C001734554 | 901330288 | 130 901330288 ASSEMBLY, | 130 901330288 ASSEMBLY, | 1 | ALLRFPs\Saudi Energy\SEC RFP-C001734554\downloaded-rfp\SEC RFP-C001734554.xls
Saudi Energy | SEC RFP-C001734554 | 901114775 | 140 901114775 BOLT,COUPLING: | 140 901114775 BOLT,COUPLING: | 1 | ALLRFPs\Saudi Energy\SEC RFP-C001734554\downloaded-rfp\SEC RFP-C001734554.xls
Saudi Energy | SEC RFP-C001734554 | 901407336 | 150 901407336 GUIDE,COMBUSTION CHAMBER | 150 901407336 GUIDE,COMBUSTION CHAMBER | 12 | ALLRFPs\Saudi Energy\SEC RFP-C001734554\downloaded-rfp\SEC RFP-C001734554.xls
Saudi Energy | SEC RFP-C001734554 | 901330331 | 160 901330331 SHAFT,LIFTING DEVICE | 160 901330331 SHAFT,LIFTING DEVICE | 1 | ALLRFPs\Saudi Energy\SEC RFP-C001734554\downloaded-rfp\SEC RFP-C001734554.xls
Saudi Energy | SEC RFP-C001734554 | 901330332 | 170 901330332 SHAFT,LIFTING DEVICE CPL | 170 901330332 SHAFT,LIFTING DEVICE CPL | 1 | ALLRFPs\Saudi Energy\SEC RFP-C001734554\downloaded-rfp\SEC RFP-C001734554.xls
Saudi Energy | SEC RFP-C001734554 | 901331065 | 180 901331065 DISC,GUIDE VANE RING,GAS ... | 180 901331065 DISC,GUIDE VANE RING,GAS TURBINE,24 MM,C | 12 | ALLRFPs\Saudi Energy\SEC RFP-C001734554\downloaded-rfp\SEC RFP-C001734554.xls
Saudi Energy | SEC RFP-C001734554 | 901235371 | 190 901235371 PLATE,CUMBUSTION CHAMBER,... | 190 901235371 PLATE,CUMBUSTION CHAMBER,STAINLESS STEEL | 1 | ALLRFPs\Saudi Energy\SEC RFP-C001734554\downloaded-rfp\SEC RFP-C001734554.xls
Saudi Energy | SEC RFP-C001734554 | 901238831 | 200 901238831 GASKET,SSTL,ASME B 16.20 ... | 200 901238831 GASKET,SSTL,ASME B 16.20 AND API 6A | 4 | ALLRFPs\Saudi Energy\SEC RFP-C001734554\downloaded-rfp\SEC RFP-C001734554.xls
Saudi Energy | SEC RFP-C001734554 | 901238920 | 210 901238920 PLATE,COMPRESSOR STATOR,G... | 210 901238920 PLATE,COMPRESSOR STATOR,GAS TURBINE,110 | 1 | ALLRFPs\Saudi Energy\SEC RFP-C001734554\downloaded-rfp\SEC RFP-C001734554.xls
Saudi Energy | SEC RFP-C001734554 | 901238942 | 220 901238942 DISC,COMPRESSOR,8 MM,30CR... | 220 901238942 DISC,COMPRESSOR,8 MM,30CRMOV9,ASTM | 8 | ALLRFPs\Saudi Energy\SEC RFP-C001734554\downloaded-rfp\SEC RFP-C001734554.xls
Saudi Energy | SEC RFP-C001734554 | 901238938 | 230 901238938 HEAD,GUIDE VANE ADJUSTMEN... | 230 901238938 HEAD,GUIDE VANE ADJUSTMENT, FIELD ASSEMB | 6 | ALLRFPs\Saudi Energy\SEC RFP-C001734554\downloaded-rfp\SEC RFP-C001734554.xls
Saudi Energy | SEC RFP-C001734554 | 901234501 | 240 901234501 KIT,CALOTTE,CALOTTE,BIS I... | 240 901234501 KIT,CALOTTE,CALOTTE,BIS IS 14280 | 2 | ALLRFPs\Saudi Energy\SEC RFP-C001734554\downloaded-rfp\SEC RFP-C001734554.xls
Saudi Energy | SEC RFP-C001734554 | 901114784 | 250 901114784 INSULATOR,SPECIAL PURPOSE... | 250 901114784 INSULATOR,SPECIAL PURPOSE: | 1 | ALLRFPs\Saudi Energy\SEC RFP-C001734554\downloaded-rfp\SEC RFP-C001734554.xls
Saudi Energy | SEC RFP-C001734554 | 901114851 | 260 901114851 CROSS,CONNECTING: | 260 901114851 CROSS,CONNECTING: | 1 | ALLRFPs\Saudi Energy\SEC RFP-C001734554\downloaded-rfp\SEC RFP-C001734554.xls
Saudi Energy | SEC RFP-C001734554 | 901238922 | 270 901238922 BLOCK:BULK NOUN,GUIDE SHI... | 270 901238922 BLOCK:BULK NOUN,GUIDE SHIM ,151 MM X 145 | 4 | ALLRFPs\Saudi Energy\SEC RFP-C001734554\downloaded-rfp\SEC RFP-C001734554.xls
Saudi Energy | SEC RFP-C001734554 | 901327847 | 280 901327847 CASING, | 280 901327847 CASING, | 3 | ALLRFPs\Saudi Energy\SEC RFP-C001734554\downloaded-rfp\SEC RFP-C001734554.xls
Saudi Energy | SEC RFP-C001734554 | 901328880 | 290 901328880 ENCLOSURE, | 290 901328880 ENCLOSURE, | 1 | ALLRFPs\Saudi Energy\SEC RFP-C001734554\downloaded-rfp\SEC RFP-C001734554.xls
Saudi Energy | SEC RFP-C001734554 | 901403349 | 300 901403349 FLOWMETER:FLUID FLOW,ELEC... | 300 901403349 FLOWMETER:FLUID FLOW,ELECTROMAGNETIC,FUE | 12 | ALLRFPs\Saudi Energy\SEC RFP-C001734554\downloaded-rfp\SEC RFP-C001734554.xls
Saudi Energy | SEC RFP-C001734554 | 901330290 | 310 901330290 DEVICE, | 310 901330290 DEVICE, | 1 | ALLRFPs\Saudi Energy\SEC RFP-C001734554\downloaded-rfp\SEC RFP-C001734554.xls
Saudi Energy | SEC RFP-C001734554 | 901330291 | 320 901330291 DEVICE, | 320 901330291 DEVICE, | 1 | ALLRFPs\Saudi Energy\SEC RFP-C001734554\downloaded-rfp\SEC RFP-C001734554.xls
Saudi Energy | SEC RFP-C001734554 | 901330334 | 330 901330334 DEVICE,STRETCHING | 330 901330334 DEVICE,STRETCHING | 1 | ALLRFPs\Saudi Energy\SEC RFP-C001734554\downloaded-rfp\SEC RFP-C001734554.xls
Saudi Energy | SEC RFP-C001734554 | 901330335 | 340 901330335 DEVICE,STRETCHING | 340 901330335 DEVICE,STRETCHING | 1 | ALLRFPs\Saudi Energy\SEC RFP-C001734554\downloaded-rfp\SEC RFP-C001734554.xls
Saudi Energy | SEC RFP-C001734554 | 901331073 | 350 901331073 PUMP,ROTARY,RKP-II-19CM?,... | 350 901331073 PUMP,ROTARY,RKP-II-19CM?,#P0012426300 | 6 | ALLRFPs\Saudi Energy\SEC RFP-C001734554\downloaded-rfp\SEC RFP-C001734554.xls
Saudi Energy | SEC RFP-C001734554 | 901234829 | 360 901234829 KIT,BULK NOUN:HOUSING SEA... | 360 901234829 KIT,BULK NOUN:HOUSING SEALS, INNER SEALS | 12 | ALLRFPs\Saudi Energy\SEC RFP-C001734554\downloaded-rfp\SEC RFP-C001734554.xls
Saudi Energy | SEC RFP-C001734602 | 900205875 | 10 900205875 CABLE,FBROPT,SM,2.5 SQMM,... | 10 900205875 CABLE,FBROPT,SM,2.5 SQMM,8 FBR,PVC JKT | 4 | ALLRFPs\Saudi Energy\SEC RFP-C001734602\downloaded-rfp\SEC RFP-C001734602.xls
Saudi Energy | SEC RFP-C001735069 | 909202634 | 10 909202634 CABLE,HEAT TRACE,240 VAC,... | 10 909202634 CABLE,HEAT TRACE,240 VAC,18.40 WATTS,CU | 2,500 | ALLRFPs\Saudi Energy\SEC RFP-C001735069\downloaded-rfp\SEC RFP-C001735069.xls
Saudi Energy | SEC RFP-C001735069 | 909110327 | 20 909110327 HINGE,US32D,SSTL,#BB1191 | 20 909110327 HINGE,US32D,SSTL,#BB1191 | 15 | ALLRFPs\Saudi Energy\SEC RFP-C001735069\downloaded-rfp\SEC RFP-C001735069.xls
Saudi Energy | SEC RFP-C001735069 | 909110419 | 30 909110419 SHEET:NON-METALLIC,SKID C... | 30 909110419 SHEET:NON-METALLIC,SKID COVER,190 MM WD, | 90 | ALLRFPs\Saudi Energy\SEC RFP-C001735069\downloaded-rfp\SEC RFP-C001735069.xls
Saudi Energy | SEC RFP-C001735069 | 909505129 | 40 909505129 LT:FLRSCNT,120 TO 277V AC... | 40 909505129 LT:FLRSCNT,120 TO 277V AC,56 WATTS,4 FEE | 6 | ALLRFPs\Saudi Energy\SEC RFP-C001735069\downloaded-rfp\SEC RFP-C001735069.xls
Saudi Energy | SEC RFP-C001735069 | 905700766 | 50 905700766 UNION,PIPE,CPVC,1/2 IN (1... | 50 905700766 UNION,PIPE,CPVC,1/2 IN (12.7 MM),SCH 80 | 40 | ALLRFPs\Saudi Energy\SEC RFP-C001735069\downloaded-rfp\SEC RFP-C001735069.xls
Saudi Energy | SEC RFP-C001735069 | 905020041 | 60 905020041 TESTER,PROCESS INSTRUMENT... | 60 905020041 TESTER,PROCESS INSTRUMENT,GAS, | 10 | ALLRFPs\Saudi Energy\SEC RFP-C001735069\downloaded-rfp\SEC RFP-C001735069.xls
Saudi Energy | SEC RFP-C001735069 | 909501403 | 70 909501403 PUNCH:KO,FORGED STEEL,9/3... | 70 909501403 PUNCH:KO,FORGED STEEL,9/32,3/32 IN X 1/8 | 10 | ALLRFPs\Saudi Energy\SEC RFP-C001735069\downloaded-rfp\SEC RFP-C001735069.xls
Saudi Energy | SEC RFP-C001735092 | 908111001 | 10 908111001 CABLE,PWR,600V/1KV,CU,1C,... | 10 908111001 CABLE,PWR,600V/1KV,CU,1C,35MM2,XLPE | 105,000 | ALLRFPs\Saudi Energy\SEC RFP-C001735092\downloaded-rfp\SEC RFP-C001735092.xls
Saudi Energy | SEC RFP-C001735097 - 6001735097 | 905849546 | 10 905849546 CONDUCTOR:ELECTRICAL,GZTA... | 10 905849546 CONDUCTOR:ELECTRICAL,GZTACSR,20.6 MM,RIG | 5,000 | ALLRFPs\Saudi Energy\SEC RFP-C001735097 - 6001735097\downloaded-rfp\SEC RFP-C001735097 - 6001735097.xls
Saudi Energy | SEC RFP-C001735097 - 6001735097 | 905851869 | 20 905851869 BOLT,U,STL,2 IN NOM,3/4 I... | 20 905851869 BOLT,U,STL,2 IN NOM,3/4 IN DIA,10 TPI,#1 | 200 | ALLRFPs\Saudi Energy\SEC RFP-C001735097 - 6001735097\downloaded-rfp\SEC RFP-C001735097 - 6001735097.xls
Saudi Energy | SEC RFP-C001735132 | 901121116 | 10 901121116 DISPLAY,ELECTRONIC: | 10 901121116 DISPLAY,ELECTRONIC: | 10 | ALLRFPs\Saudi Energy\SEC RFP-C001735132\downloaded-rfp\SEC RFP-C001735132.xls
Saudi Energy | SEC RFP-C001735132 | 901119385 | 20 901119385 CONVERTER:MEDIA,HALF/FULL... | 20 901119385 CONVERTER:MEDIA,HALF/FULL-DUPLEX TRANSFE | 2 | ALLRFPs\Saudi Energy\SEC RFP-C001735132\downloaded-rfp\SEC RFP-C001735132.xls
Saudi Energy | SEC RFP-C001735132 | 905942774 | 30 905942774 ADAPTER,TUBE TO PIPE, THE... | 30 905942774 ADAPTER,TUBE TO PIPE, THERMOCOUPLE , GAS | 2 | ALLRFPs\Saudi Energy\SEC RFP-C001735132\downloaded-rfp\SEC RFP-C001735132.xls
Saudi Energy | SEC RFP-C001735132 | 901122822 | 40 901122822 MODULE:CONTROL,LOGIC BOAR... | 40 901122822 MODULE:CONTROL,LOGIC BOARD OF ACTUATOR F | 2 | ALLRFPs\Saudi Energy\SEC RFP-C001735132\downloaded-rfp\SEC RFP-C001735132.xls
Saudi Energy | SEC RFP-C001735132 | 901122831 | 50 901122831 MODULE:CONTROL,INPUT /OUT... | 50 901122831 MODULE:CONTROL,INPUT /OUT PUT BOARD,MOV | 6 | ALLRFPs\Saudi Energy\SEC RFP-C001735132\downloaded-rfp\SEC RFP-C001735132.xls
Saudi Energy | SEC RFP-C001735132 | 902006512 | 60 902006512 SUPPRESSOR:SURGE,250 VAC,... | 60 902006512 SUPPRESSOR:SURGE,250 VAC, 600 VDC,2 W | 4 | ALLRFPs\Saudi Energy\SEC RFP-C001735132\downloaded-rfp\SEC RFP-C001735132.xls
Saudi Energy | SEC RFP-C001735132 | 905922449 | 70 905922449 CORD,COMM,3500 KPH TO ET ... | 70 905922449 CORD,COMM,3500 KPH TO ET BLOCK,15M LG,#1 | 1 | ALLRFPs\Saudi Energy\SEC RFP-C001735132\downloaded-rfp\SEC RFP-C001735132.xls
Saudi Energy | SEC RFP-C001735132 | 901103182 | 80 901103182 WIRE:THERMOCOUPLE,17.4 MM... | 80 901103182 WIRE:THERMOCOUPLE,17.4 MM DIA,10 M LG,SS | 2 | ALLRFPs\Saudi Energy\SEC RFP-C001735132\downloaded-rfp\SEC RFP-C001735132.xls
Saudi Energy | SEC RFP-C001735132 | 901122800 | 90 901122800 VALVE,SOLN,1/4 IN NPT PS... | 90 901122800 VALVE,SOLN,1/4 IN NPT PS,230 VAC,#8551A | 3 | ALLRFPs\Saudi Energy\SEC RFP-C001735132\downloaded-rfp\SEC RFP-C001735132.xls
Saudi Energy | SEC RFP-C001735132 | 901110048 | 100 901110048 VALVE,PLUG,SSTL,2 IN X 30... | 100 901110048 VALVE,PLUG,SSTL,2 IN X 300 #,#99041855 | 1 | ALLRFPs\Saudi Energy\SEC RFP-C001735132\downloaded-rfp\SEC RFP-C001735132.xls
Saudi Energy | SEC RFP-C001735132 | 901122684 | 110 901122684 PIPE:METALLIC, | 110 901122684 PIPE:METALLIC, | 4 | ALLRFPs\Saudi Energy\SEC RFP-C001735132\downloaded-rfp\SEC RFP-C001735132.xls
Saudi Energy | SEC RFP-C001737468 | 905694829 | 10 905694829 STAND:MOUNTING/SUPPORTING... | 10 905694829 STAND:MOUNTING/SUPPORTING,DIAL TEST INDI | 10 | ALLRFPs\Saudi Energy\SEC RFP-C001737468\downloaded-rfp\SEC RFP-C001737468.xls
Saudi Energy | SEC RFP-C001737528 | 909202634 | 10 909202634 CABLE,HEAT TRACE,240 VAC,... | 10 909202634 CABLE,HEAT TRACE,240 VAC,18.40 WATTS,CU | 2,500 | ALLRFPs\Saudi Energy\SEC RFP-C001737528\downloaded-rfp\SEC RFP-C001737528.xls
Saudi Energy | SEC RFP-C001738255 | 903300945 | 10 903300945 CONDUCTOR:ELECTRICAL,COPP... | 10 903300945 CONDUCTOR:ELECTRICAL,COPPER CLAD STEEL,7 | 19,685 | ALLRFPs\Saudi Energy\SEC RFP-C001738255\downloaded-rfp\SEC RFP-C001738255.xls
Saudi Energy | SEC RFP-C001738938 | 904207429 | 10 904207429 CAMERA:DIGITAL,16.0 MILLI... | 10 904207429 CAMERA:DIGITAL,16.0 MILLION,125X OPTICAL | 3 | ALLRFPs\Saudi Energy\SEC RFP-C001738938\downloaded-rfp\SEC RFP-C001738938.xls
Saudi Energy | SEC RFP-C001738938 | 905720947 | 20 905720947 BLOCK,ROPE,6 IN SHEAVE DI... | 20 905720947 BLOCK,ROPE,6 IN SHEAVE DIAMETER,12 TON,S | 10 | ALLRFPs\Saudi Energy\SEC RFP-C001738938\downloaded-rfp\SEC RFP-C001738938.xls
Saudi Energy | SEC RFP-C001738938 | 905720954 | 30 905720954 BLOCK,ROPE,2 FT (609.6 MM... | 30 905720954 BLOCK,ROPE,2 FT (609.6 MM) LG,22 TON,CAS | 10 | ALLRFPs\Saudi Energy\SEC RFP-C001738938\downloaded-rfp\SEC RFP-C001738938.xls
Saudi Energy | SEC RFP-C001738938 | 905721535 | 40 905721535 TAPE,ELEC,VINYL PLASTIC,6... | 40 905721535 TAPE,ELEC,VINYL PLASTIC,600V,#SCOTCH35GR | 60 | ALLRFPs\Saudi Energy\SEC RFP-C001738938\downloaded-rfp\SEC RFP-C001738938.xls
Saudi Energy | SEC RFP-C001738938 | 906010621 | 50 906010621 GRIP,CABLE/WIRE,GALV FSTL... | 50 906010621 GRIP,CABLE/WIRE,GALV FSTL,#162816 | 4 | ALLRFPs\Saudi Energy\SEC RFP-C001738938\downloaded-rfp\SEC RFP-C001738938.xls
Saudi Energy | SEC RFP-C001738938 | 909108682 | 60 909108682 DRILL,PWR,4200,3200,#DCF9... | 60 909108682 DRILL,PWR,4200,3200,#DCF900P1 | 15 | ALLRFPs\Saudi Energy\SEC RFP-C001738938\downloaded-rfp\SEC RFP-C001738938.xls
Saudi Energy | SEC RFP-C001738938 | 909108692 | 70 909108692 CLEANER,DRAIN,CHEM,#C4002... | 70 909108692 CLEANER,DRAIN,CHEM,#C4002538 | 10 | ALLRFPs\Saudi Energy\SEC RFP-C001738938\downloaded-rfp\SEC RFP-C001738938.xls
Saudi Energy | SEC RFP-C001738938 | 909200016 | 80 909200016 CAMERA:INFRARED, | 80 909200016 CAMERA:INFRARED, | 1 | ALLRFPs\Saudi Energy\SEC RFP-C001738938\downloaded-rfp\SEC RFP-C001738938.xls
Saudi Energy | SEC RFP-C001738938 | 905666692 | 90 905666692 WRENCH:SPECIAL,1/2 IN | 90 905666692 WRENCH:SPECIAL,1/2 IN | 14 | ALLRFPs\Saudi Energy\SEC RFP-C001738938\downloaded-rfp\SEC RFP-C001738938.xls
Saudi Energy | SEC RFP-C001738938 | 905695349 | 100 905695349 DEVICE,EARTH GROUND CLAMP... | 100 905695349 DEVICE,EARTH GROUND CLAMP METER | 3 | ALLRFPs\Saudi Energy\SEC RFP-C001738938\downloaded-rfp\SEC RFP-C001738938.xls
Saudi Energy | SEC RFP-C001738938 | 905721922 | 110 905721922 POUCH,TOOL,CHROME LEATHER | 110 905721922 POUCH,TOOL,CHROME LEATHER | 20 | ALLRFPs\Saudi Energy\SEC RFP-C001738938\downloaded-rfp\SEC RFP-C001738938.xls
Saudi Energy | SEC RFP-C001739762 | 908402301 | 10 908402301 HHU HYBRID CABLE FOR SMAR... | 10 908402301 HHU HYBRID CABLE FOR SMART METER | 80 | ALLRFPs\Saudi Energy\SEC RFP-C001739762\downloaded-rfp\SEC RFP-C001739762.xls
Saudi Energy | SEC RFP-C001739771 | 909505596 | 10 909505596 FTNG:BULK NOUN | 10 909505596 FTNG:BULK NOUN | 20 | ALLRFPs\Saudi Energy\SEC RFP-C001739771\downloaded-rfp\SEC RFP-C001739771.xls
Saudi Energy | SEC RFP-C001739771 | 909505614 | 20 909505614 FTNG,3/4 IN,316 SSTL, AST... | 20 909505614 FTNG,3/4 IN,316 SSTL, ASTM | 20 | ALLRFPs\Saudi Energy\SEC RFP-C001739771\downloaded-rfp\SEC RFP-C001739771.xls
Saudi Energy | SEC RFP-C001743141 | 902008769 | 10 902008769 CABLE:IGNITION,10 MM DIA ... | 10 902008769 CABLE:IGNITION,10 MM DIA X 8 M LG,RBR BR | 10 | ALLRFPs\Saudi Energy\SEC RFP-C001743141\downloaded-rfp\SEC RFP-C001743141.xls
Saudi Energy | SEC RFP-C001743191 | 902008077 | 10 902008077 CABLE:IGNITION,1/2 IN DIA... | 10 902008077 CABLE:IGNITION,1/2 IN DIA X 26 FT LG,SAE | 2 | ALLRFPs\Saudi Energy\SEC RFP-C001743191\downloaded-rfp\SEC RFP-C001743191.xls
Saudi Energy | SEC RFP-C001743191 | 902008381 | 20 902008381 CABLE:IGNITION,(2 MM X 10... | 20 902008381 CABLE:IGNITION,(2 MM X 10 MM) DIA X 3 M | 4 | ALLRFPs\Saudi Energy\SEC RFP-C001743191\downloaded-rfp\SEC RFP-C001743191.xls
Saudi Energy | SEC RFP-C001743191 | 902008769 | 30 902008769 CABLE:IGNITION,10 MM DIA ... | 30 902008769 CABLE:IGNITION,10 MM DIA X 8 M LG,RBR BR | 8 | ALLRFPs\Saudi Energy\SEC RFP-C001743191\downloaded-rfp\SEC RFP-C001743191.xls
Saudi Energy | SEC RFP-C001743191 | 902008785 | 40 902008785 CABLE:IGNITION,(6 MM X 8 ... | 40 902008785 CABLE:IGNITION,(6 MM X 8 MM X 13 MM) DIA | 8 | ALLRFPs\Saudi Energy\SEC RFP-C001743191\downloaded-rfp\SEC RFP-C001743191.xls
Saudi Energy | SEC RFP-C001744022 - 6001744022 | 905848494 | 10 905848494 CONDUCTOR:ELECTRICAL,CU,2... | 10 905848494 CONDUCTOR:ELECTRICAL,CU,240 SQMM,(61 X 2 | 500 | ALLRFPs\Saudi Energy\SEC RFP-C001744022 - 6001744022\downloaded-rfp\SEC RFP-C001744022 - 6001744022.xls
Saudi Energy | SEC RFP-C001744045 | 909505596 | 10 909505596 FTNG:BULK NOUN | 10 909505596 FTNG:BULK NOUN | 20 | ALLRFPs\Saudi Energy\SEC RFP-C001744045\downloaded-rfp\SEC RFP-C001744045.xls
Saudi Energy | SEC RFP-C001744045 | 909505614 | 20 909505614 FTNG,3/4 IN,316 SSTL, AST... | 20 909505614 FTNG,3/4 IN,316 SSTL, ASTM | 20 | ALLRFPs\Saudi Energy\SEC RFP-C001744045\downloaded-rfp\SEC RFP-C001744045.xls
Saudi Energy | SEC RFP-C001744636 | 902466523 | 10 902466523 SUPPORT,BULK NOUN:BOLTED ... | 10 902466523 SUPPORT,BULK NOUN:BOLTED , ROUND BAR,COP | 8 | ALLRFPs\Saudi Energy\SEC RFP-C001744636\downloaded-rfp\SEC RFP-C001744636.xls
Saudi Energy | SEC RFP-C001744675 | 908111010 | 10 908111010 CABLE,CNTRL,750V,CU,12COR... | 10 908111010 CABLE,CNTRL,750V,CU,12CORE,2.5SQMM,PVC | 20,000 | ALLRFPs\Saudi Energy\SEC RFP-C001744675\downloaded-rfp\SEC RFP-C001744675.xls
Saudi Energy | SEC RFP-C001745931 | 905901562 | 10 905901562 WIRE:THERMOCOUPLE,17.4 MM... | 10 905901562 WIRE:THERMOCOUPLE,17.4 MM DIA,10 M LG,SS | 50 | ALLRFPs\Saudi Energy\SEC RFP-C001745931\downloaded-rfp\SEC RFP-C001745931.xls
Saudi Energy | SEC RFP-C001745931 | 905941130 | 20 905941130 FAN:AXIAL FLOW,4294 MM,46... | 20 905941130 FAN:AXIAL FLOW,4294 MM,460 VAC 3 PH 60 H | 4 | ALLRFPs\Saudi Energy\SEC RFP-C001745931\downloaded-rfp\SEC RFP-C001745931.xls
Saudi Energy | SEC RFP-C001745931 | 901303473 | 30 901303473 SENSOR,GAS MONITOR,0 TO 1... | 30 901303473 SENSOR,GAS MONITOR,0 TO 1000 PPM,110 VAC | 5 | ALLRFPs\Saudi Energy\SEC RFP-C001745931\downloaded-rfp\SEC RFP-C001745931.xls
Saudi Energy | SEC RFP-C001745931 | 901300586 | 40 901300586 BUNDLE,TUBE,STL,15.5 MM D... | 40 901300586 BUNDLE,TUBE,STL,15.5 MM DIA TB,#42561708 | 2 | ALLRFPs\Saudi Energy\SEC RFP-C001745931\downloaded-rfp\SEC RFP-C001745931.xls
Saudi Energy | SEC RFP-C001745931 | 901230430 | 50 901230430 SHEET:METALLIC,PERFORATED... | 50 901230430 SHEET:METALLIC,PERFORATED,1 M AND 400 MM | 8 | ALLRFPs\Saudi Energy\SEC RFP-C001745931\downloaded-rfp\SEC RFP-C001745931.xls
Saudi Energy | SEC RFP-C001746858 | 909505596 | 10 909505596 FTNG:BULK NOUN | 10 909505596 FTNG:BULK NOUN | 20 | ALLRFPs\Saudi Energy\SEC RFP-C001746858\downloaded-rfp\SEC RFP-C001746858.xls
Saudi Energy | SEC RFP-C001746858 | 909505614 | 20 909505614 FTNG,3/4 IN,316 SSTL, AST... | 20 909505614 FTNG,3/4 IN,316 SSTL, ASTM | 20 | ALLRFPs\Saudi Energy\SEC RFP-C001746858\downloaded-rfp\SEC RFP-C001746858.xls
Saudi Energy | SEC RFP-C001746862 | 905925877 | 10 905925877 KNIFE,TOOL: | 10 905925877 KNIFE,TOOL: | 10 | ALLRFPs\Saudi Energy\SEC RFP-C001746862\downloaded-rfp\SEC RFP-C001746862.xls
Saudi Energy | SEC RFP-C001748304 | 902008077 | 10 902008077 CABLE:IGNITION,1/2 IN DIA... | 10 902008077 CABLE:IGNITION,1/2 IN DIA X 26 FT LG,SAE | 5 | ALLRFPs\Saudi Energy\SEC RFP-C001748304\downloaded-rfp\SEC RFP-C001748304.xls
Saudi Energy | SEC RFP-C001748304 | 902466523 | 20 902466523 SUPPORT,BULK NOUN:BOLTED ... | 20 902466523 SUPPORT,BULK NOUN:BOLTED , ROUND BAR,COP | 8 | ALLRFPs\Saudi Energy\SEC RFP-C001748304\downloaded-rfp\SEC RFP-C001748304.xls
Saudi Energy | SEC RFP-C001748304 | 901328290 | 30 901328290 SHAFT,GEAR, WORM,980 MM L... | 30 901328290 SHAFT,GEAR, WORM,980 MM LG,STL | 1 | ALLRFPs\Saudi Energy\SEC RFP-C001748304\downloaded-rfp\SEC RFP-C001748304.xls
Saudi Energy | SEC RFP-C001748304 | 902504040 | 40 902504040 BOLT:COUPLING,7/8 IN DIA,... | 40 902504040 BOLT:COUPLING,7/8 IN DIA,14 TPI,2-1/2 IN | 1 | ALLRFPs\Saudi Energy\SEC RFP-C001748304\downloaded-rfp\SEC RFP-C001748304.xls
Saudi Energy | SEC RFP-C001748304 | 901302094 | 50 901302094 STUD,TURB,STL,2-1/32 IN D... | 50 901302094 STUD,TURB,STL,2-1/32 IN DIA,#201B2633G00 | 1 | ALLRFPs\Saudi Energy\SEC RFP-C001748304\downloaded-rfp\SEC RFP-C001748304.xls
Saudi Energy | SEC RFP-C001748304 | 901016065 | 60 901016065 KIT,COMPRESSOR STATOR BLA... | 60 901016065 KIT,COMPRESSOR STATOR BLADES,#106L1708G0 | 1 | ALLRFPs\Saudi Energy\SEC RFP-C001748304\downloaded-rfp\SEC RFP-C001748304.xls
Saudi Energy | SEC RFP-C001749832 | 905916926 | 10 905916926 CABLE:IGNITION,12 MM DIA ... | 10 905916926 CABLE:IGNITION,12 MM DIA X 3 M AND 680 M | 30 | ALLRFPs\Saudi Energy\SEC RFP-C001749832\downloaded-rfp\SEC RFP-C001749832.xls
Saudi Energy | SEC RFP-C001749832 | 901148543 | 20 901148543 SEAL:BULK NOUN | 20 901148543 SEAL:BULK NOUN | 40 | ALLRFPs\Saudi Energy\SEC RFP-C001749832\downloaded-rfp\SEC RFP-C001749832.xls
Saudi Energy | SEC RFP-C001749832 | 902010777 | 30 902010777 SHIM:CLEARANCE ADJUSTING,... | 30 902010777 SHIM:CLEARANCE ADJUSTING,1 MM THK,50 MM | 20 | ALLRFPs\Saudi Energy\SEC RFP-C001749832\downloaded-rfp\SEC RFP-C001749832.xls
Saudi Energy | SEC RFP-C001749832 | 905942677 | 40 905942677 SHIM:CLEARANCE ADJUSTING,... | 40 905942677 SHIM:CLEARANCE ADJUSTING,1 MM THK,(17 MM | 60 | ALLRFPs\Saudi Energy\SEC RFP-C001749832\downloaded-rfp\SEC RFP-C001749832.xls
Saudi Energy | SEC RFP-C001749832 | 901120092 | 50 901120092 SHIM,CLEARANCE ADJUSTING: | 50 901120092 SHIM,CLEARANCE ADJUSTING: | 2 | ALLRFPs\Saudi Energy\SEC RFP-C001749832\downloaded-rfp\SEC RFP-C001749832.xls
Saudi Energy | SEC RFP-C001749832 | 901120093 | 60 901120093 SHIM,CLEARANCE ADJUSTING: | 60 901120093 SHIM,CLEARANCE ADJUSTING: | 2 | ALLRFPs\Saudi Energy\SEC RFP-C001749832\downloaded-rfp\SEC RFP-C001749832.xls
Saudi Energy | SEC RFP-C001749832 | 901120094 | 70 901120094 SHIM,CLEARANCE ADJUSTING: | 70 901120094 SHIM,CLEARANCE ADJUSTING: | 2 | ALLRFPs\Saudi Energy\SEC RFP-C001749832\downloaded-rfp\SEC RFP-C001749832.xls
Saudi Energy | SEC RFP-C001749832 | 901120095 | 80 901120095 SHIM,CLEARANCE ADJUSTING: | 80 901120095 SHIM,CLEARANCE ADJUSTING: | 2 | ALLRFPs\Saudi Energy\SEC RFP-C001749832\downloaded-rfp\SEC RFP-C001749832.xls
Saudi Energy | SEC RFP-C001749832 | 901120096 | 90 901120096 SHIM,CLEARANCE ADJUSTING: | 90 901120096 SHIM,CLEARANCE ADJUSTING: | 2 | ALLRFPs\Saudi Energy\SEC RFP-C001749832\downloaded-rfp\SEC RFP-C001749832.xls
Saudi Energy | SEC RFP-C001749832 | 901120109 | 100 901120109 SPACER,BULK NOUN: | 100 901120109 SPACER,BULK NOUN: | 2 | ALLRFPs\Saudi Energy\SEC RFP-C001749832\downloaded-rfp\SEC RFP-C001749832.xls
Saudi Energy | SEC RFP-C001749832 | 901120110 | 110 901120110 SPACER,BULK NOUN: | 110 901120110 SPACER,BULK NOUN: | 2 | ALLRFPs\Saudi Energy\SEC RFP-C001749832\downloaded-rfp\SEC RFP-C001749832.xls
Saudi Energy | SEC RFP-C001749832 | 901120111 | 120 901120111 SPACER,BULK NOUN: | 120 901120111 SPACER,BULK NOUN: | 2 | ALLRFPs\Saudi Energy\SEC RFP-C001749832\downloaded-rfp\SEC RFP-C001749832.xls
Saudi Energy | SEC RFP-C001749832 | 901120146 | 130 901120146 SHIM,CLEARANCE ADJUSTING: | 130 901120146 SHIM,CLEARANCE ADJUSTING: | 2 | ALLRFPs\Saudi Energy\SEC RFP-C001749832\downloaded-rfp\SEC RFP-C001749832.xls
Saudi Energy | SEC RFP-C001749832 | 901232891 | 140 901232891 VALVE,CHECK,WAFER,8 IN,FL... | 140 901232891 VALVE,CHECK,WAFER,8 IN,FLG CONN | 2 | ALLRFPs\Saudi Energy\SEC RFP-C001749832\downloaded-rfp\SEC RFP-C001749832.xls
Saudi Energy | SEC RFP-C001751750 | 902008769 | 10 902008769 CABLE:IGNITION,10 MM DIA ... | 10 902008769 CABLE:IGNITION,10 MM DIA X 8 M LG,RBR BR | 3 | ALLRFPs\Saudi Energy\SEC RFP-C001751750\downloaded-rfp\SEC RFP-C001751750.xls
Saudi Energy | SEC RFP-C001751775 - 6001751775 | 903400341 | 10 903400341 WIRE:GROUNDING,COPPER CLA... | 10 903400341 WIRE:GROUNDING,COPPER CLAD STEEL,14.3, 1 | 2,000 | ALLRFPs\Saudi Energy\SEC RFP-C001751775 - 6001751775\downloaded-rfp\SEC RFP-C001751775 - 6001751775.xls
Saudi Energy | SEC RFP-C001752892 - 6001752892 | 909410689 | 10 909410689 ADAPTER,INSULATED,POST IN... | 10 909410689 ADAPTER,INSULATED,POST INSULATOR,13.3 KN | 25 | ALLRFPs\Saudi Energy\SEC RFP-C001752892 - 6001752892\downloaded-rfp\SEC RFP-C001752892 - 6001752892.xls
Saudi Energy | SEC RFP-C001752892 - 6001752892 | 909411599 | 20 909411599 THIMBLE:WIRE ROPE,0.5,HOT... | 20 909411599 THIMBLE:WIRE ROPE,0.5,HOT DIP GALVANIZED | 100 | ALLRFPs\Saudi Energy\SEC RFP-C001752892 - 6001752892\downloaded-rfp\SEC RFP-C001752892 - 6001752892.xls
Saudi Energy | SEC RFP-C001752892 - 6001752892 | 909411610 | 30 909411610 ROPE:FIBER,15.9 MM DIA X ... | 30 909411610 ROPE:FIBER,15.9 MM DIA X 183MM DIA,600 F | 10 | ALLRFPs\Saudi Energy\SEC RFP-C001752892 - 6001752892\downloaded-rfp\SEC RFP-C001752892 - 6001752892.xls
Saudi Energy | SEC RFP-C001752892 - 6001752892 | 909411596 | 40 909411596 CLAMP,HOLD CONDUCTOR,29.1... | 40 909411596 CLAMP,HOLD CONDUCTOR,29.1,HOT DIP GALVAN | 18 | ALLRFPs\Saudi Energy\SEC RFP-C001752892 - 6001752892\downloaded-rfp\SEC RFP-C001752892 - 6001752892.xls
Saudi Energy | SEC RFP-C001752902 | 901208332 | 10 901208332 TUBE,BOILER,STR,ASTL,50.8... | 10 901208332 TUBE,BOILER,STR,ASTL,50.8 MM OD,300MM LG | 8 | ALLRFPs\Saudi Energy\SEC RFP-C001752902\downloaded-rfp\SEC RFP-C001752902.xls
Saudi Energy | SEC RFP-C001752902 | 901214764 | 20 901214764 SEAT,BALL VALVE | 20 901214764 SEAT,BALL VALVE | 2 | ALLRFPs\Saudi Energy\SEC RFP-C001752902\downloaded-rfp\SEC RFP-C001752902.xls
Saudi Energy | SEC RFP-C001752902 | 901322094 | 30 901322094 PROBE,PROXIMITY,8 MM DIA ... | 30 901322094 PROBE,PROXIMITY,8 MM DIA TIP,35 MM CSLG | 3 | ALLRFPs\Saudi Energy\SEC RFP-C001752902\downloaded-rfp\SEC RFP-C001752902.xls
Saudi Energy | SEC RFP-C001752902 | 901108926 | 40 901108926 PROBE,PROXIMITY,0 TO 400 ... | 40 901108926 PROBE,PROXIMITY,0 TO 400 MMPP,#330106053 | 1 | ALLRFPs\Saudi Energy\SEC RFP-C001752902\downloaded-rfp\SEC RFP-C001752902.xls
Saudi Energy | SEC RFP-C001752902 | 901214601 | 50 901214601 PROTECTOR,FKM COTTER,A34N... | 50 901214601 PROTECTOR,FKM COTTER,A34N196-3 / BEARING | 8 | ALLRFPs\Saudi Energy\SEC RFP-C001752902\downloaded-rfp\SEC RFP-C001752902.xls
Saudi Energy | SEC RFP-C001752902 | 901214519 | 60 901214519 BOARD,PC,PRESS BOARD,#T08... | 60 901214519 BOARD,PC,PRESS BOARD,#T0810001000FORROTO | 15 | ALLRFPs\Saudi Energy\SEC RFP-C001752902\downloaded-rfp\SEC RFP-C001752902.xls
Saudi Energy | SEC RFP-C001752902 | 901214564 | 70 901214564 TUBE:INSULATING,ASME | 70 901214564 TUBE:INSULATING,ASME | 134 | ALLRFPs\Saudi Energy\SEC RFP-C001752902\downloaded-rfp\SEC RFP-C001752902.xls
Saudi Energy | SEC RFP-C001752902 | 901214565 | 80 901214565 TUBE:INSULATING,ASME | 80 901214565 TUBE:INSULATING,ASME | 68 | ALLRFPs\Saudi Energy\SEC RFP-C001752902\downloaded-rfp\SEC RFP-C001752902.xls
Saudi Energy | SEC RFP-C001752902 | 905902428 | 90 905902428 PROBE,PROXIMITY,8 MM TIP,... | 90 905902428 PROBE,PROXIMITY,8 MM TIP,1.65 OHM,#33010 | 2 | ALLRFPs\Saudi Energy\SEC RFP-C001752902\downloaded-rfp\SEC RFP-C001752902.xls
Saudi Energy | SEC RFP-C001752902 | 901214579 | 100 901214579 TUBE:INSULATING,ASME | 100 901214579 TUBE:INSULATING,ASME | 16 | ALLRFPs\Saudi Energy\SEC RFP-C001752902\downloaded-rfp\SEC RFP-C001752902.xls
Saudi Energy | SEC RFP-C001752902 | 901213234 | 110 901213234 WASHER:INSULATING,14 MM I... | 110 901213234 WASHER:INSULATING,14 MM ID,32 MM OD,ASTM | 2 | ALLRFPs\Saudi Energy\SEC RFP-C001752902\downloaded-rfp\SEC RFP-C001752902.xls
Saudi Energy | SEC RFP-C001752902 | 901213236 | 120 901213236 WASHER:INSULATING,38 MM I... | 120 901213236 WASHER:INSULATING,38 MM ID,68 MM OD,ASTM | 8 | ALLRFPs\Saudi Energy\SEC RFP-C001752902\downloaded-rfp\SEC RFP-C001752902.xls
Saudi Energy | SEC RFP-C001752902 | 901214540 | 130 901214540 WASHER:INSULATING,ASME | 130 901214540 WASHER:INSULATING,ASME | 2 | ALLRFPs\Saudi Energy\SEC RFP-C001752902\downloaded-rfp\SEC RFP-C001752902.xls
Saudi Energy | SEC RFP-C001752902 | 901214546 | 140 901214546 WASHER,SEALING,#TONGUEDWA... | 140 901214546 WASHER,SEALING,#TONGUEDWASHER8SUS | 32 | ALLRFPs\Saudi Energy\SEC RFP-C001752902\downloaded-rfp\SEC RFP-C001752902.xls
Saudi Energy | SEC RFP-C001752902 | 901214557 | 150 901214557 WASHER:INSULATING,32 ID,6... | 150 901214557 WASHER:INSULATING,32 ID,64 OD,ASME | 20 | ALLRFPs\Saudi Energy\SEC RFP-C001752902\downloaded-rfp\SEC RFP-C001752902.xls
Saudi Energy | SEC RFP-C001752902 | 901214559 | 160 901214559 WASHER:INSULATING,22 ID,4... | 160 901214559 WASHER:INSULATING,22 ID,42 OD,ASME | 20 | ALLRFPs\Saudi Energy\SEC RFP-C001752902\downloaded-rfp\SEC RFP-C001752902.xls
Saudi Energy | SEC RFP-C001752902 | 901214560 | 170 901214560 WASHER,SEALING,#16BEARING... | 170 901214560 WASHER,SEALING,#16BEARINGOILSEAL | 20 | ALLRFPs\Saudi Energy\SEC RFP-C001752902\downloaded-rfp\SEC RFP-C001752902.xls
Saudi Energy | SEC RFP-C001752902 | 901214561 | 180 901214561 WASHER,SEALING,#16INSULAT... | 180 901214561 WASHER,SEALING,#16INSULATIONBEARINGKEY | 8 | ALLRFPs\Saudi Energy\SEC RFP-C001752902\downloaded-rfp\SEC RFP-C001752902.xls
Saudi Energy | SEC RFP-C001752902 | 901214567 | 190 901214567 WASHER,SEALING,#24BEARING... | 190 901214567 WASHER,SEALING,#24BEARINGKEY | 4 | ALLRFPs\Saudi Energy\SEC RFP-C001752902\downloaded-rfp\SEC RFP-C001752902.xls
Saudi Energy | SEC RFP-C001752902 | 901214568 | 200 901214568 WASHER,SEALING,#20BEARING... | 200 901214568 WASHER,SEALING,#20BEARINGKEY | 4 | ALLRFPs\Saudi Energy\SEC RFP-C001752902\downloaded-rfp\SEC RFP-C001752902.xls
Saudi Energy | SEC RFP-C001752902 | 901214572 | 210 901214572 WASHER:INSULATING,ASME | 210 901214572 WASHER:INSULATING,ASME | 16 | ALLRFPs\Saudi Energy\SEC RFP-C001752902\downloaded-rfp\SEC RFP-C001752902.xls
Saudi Energy | SEC RFP-C001752902 | 901214577 | 220 901214577 WASHER:INSULATING,21.5 ID... | 220 901214577 WASHER:INSULATING,21.5 ID,30 OD,ASME | 16 | ALLRFPs\Saudi Energy\SEC RFP-C001752902\downloaded-rfp\SEC RFP-C001752902.xls
Saudi Energy | SEC RFP-C001752902 | 901214586 | 230 901214586 PACKING,FOR KHP-S50 A32L7... | 230 901214586 PACKING,FOR KHP-S50 A32L735-3 / JOP CIRC | 16 | ALLRFPs\Saudi Energy\SEC RFP-C001752902\downloaded-rfp\SEC RFP-C001752902.xls
Saudi Energy | SEC RFP-C001752902 | 901214587 | 240 901214587 WASHER,SEALING,#10BEARING... | 240 901214587 WASHER,SEALING,#10BEARINGFORTREATMENTOIL | 16 | ALLRFPs\Saudi Energy\SEC RFP-C001752902\downloaded-rfp\SEC RFP-C001752902.xls
Saudi Energy | SEC RFP-C001752902 | 901214588 | 250 901214588 WASHER,SEALING,#36BEARING... | 250 901214588 WASHER,SEALING,#36BEARINGWASHER | 16 | ALLRFPs\Saudi Energy\SEC RFP-C001752902\downloaded-rfp\SEC RFP-C001752902.xls
Saudi Energy | SEC RFP-C001752902 | 901214590 | 260 901214590 WASHER,SEALING,#A41J3151 | 260 901214590 WASHER,SEALING,#A41J3151 | 4 | ALLRFPs\Saudi Energy\SEC RFP-C001752902\downloaded-rfp\SEC RFP-C001752902.xls
Saudi Energy | SEC RFP-C001752902 | 901214594 | 270 901214594 WASHER,SEALING,#10BEARING... | 270 901214594 WASHER,SEALING,#10BEARINGOILSEAL | 16 | ALLRFPs\Saudi Energy\SEC RFP-C001752902\downloaded-rfp\SEC RFP-C001752902.xls
Saudi Energy | SEC RFP-C001752902 | 901214608 | 280 901214608 WASHER,SEALING,#16SPACER | 280 901214608 WASHER,SEALING,#16SPACER | 132 | ALLRFPs\Saudi Energy\SEC RFP-C001752902\downloaded-rfp\SEC RFP-C001752902.xls
Saudi Energy | SEC RFP-C001752902 | 901214610 | 290 901214610 WASHER,SEALING,#36ADJUSTI... | 290 901214610 WASHER,SEALING,#36ADJUSTINGSUPPORT | 2 | ALLRFPs\Saudi Energy\SEC RFP-C001752902\downloaded-rfp\SEC RFP-C001752902.xls
Saudi Energy | SEC RFP-C001752902 | 901214611 | 300 901214611 WASHER,SEALING,#24BLOWERS... | 300 901214611 WASHER,SEALING,#24BLOWERSHROUDADJUSTINGS | 4 | ALLRFPs\Saudi Energy\SEC RFP-C001752902\downloaded-rfp\SEC RFP-C001752902.xls
Saudi Energy | SEC RFP-C001752902 | 901214617 | 310 901214617 WASHER,SEALING,#AD415213B... | 310 901214617 WASHER,SEALING,#AD415213BLOWERSHROUD | 72 | ALLRFPs\Saudi Energy\SEC RFP-C001752902\downloaded-rfp\SEC RFP-C001752902.xls
Saudi Energy | SEC RFP-C001752902 | 901214618 | 320 901214618 WASHER,SEALING,#16SHROUDS... | 320 901214618 WASHER,SEALING,#16SHROUDSUPPORT | 24 | ALLRFPs\Saudi Energy\SEC RFP-C001752902\downloaded-rfp\SEC RFP-C001752902.xls
Saudi Energy | SEC RFP-C001752902 | 901214626 | 330 901214626 WASHER,SEALING,#12TSIDEEN... | 330 901214626 WASHER,SEALING,#12TSIDEENCLOSURE | 16 | ALLRFPs\Saudi Energy\SEC RFP-C001752902\downloaded-rfp\SEC RFP-C001752902.xls
Saudi Energy | SEC RFP-C001752902 | 901214749 | 340 901214749 PACKING, | 340 901214749 PACKING, | 2 | ALLRFPs\Saudi Energy\SEC RFP-C001752902\downloaded-rfp\SEC RFP-C001752902.xls
Saudi Energy | SEC RFP-C001752902 | 901214753 | 350 901214753 PACKING, | 350 901214753 PACKING, | 2 | ALLRFPs\Saudi Energy\SEC RFP-C001752902\downloaded-rfp\SEC RFP-C001752902.xls
Saudi Energy | SEC RFP-C001752902 | 901214757 | 360 901214757 PACKING, | 360 901214757 PACKING, | 1 | ALLRFPs\Saudi Energy\SEC RFP-C001752902\downloaded-rfp\SEC RFP-C001752902.xls
Saudi Energy | SEC RFP-C001752902 | 902200825 | 370 902200825 PACKING,MANHOLE COVER | 370 902200825 PACKING,MANHOLE COVER | 4 | ALLRFPs\Saudi Energy\SEC RFP-C001752902\downloaded-rfp\SEC RFP-C001752902.xls
Saudi Energy | SEC RFP-C001752902 | 902200826 | 380 902200826 PACKING,MANHOLE COVER | 380 902200826 PACKING,MANHOLE COVER | 4 | ALLRFPs\Saudi Energy\SEC RFP-C001752902\downloaded-rfp\SEC RFP-C001752902.xls
Saudi Energy | SEC RFP-C001752902 | 901214656 | 390 901214656 BEARING:PLAIN, | 390 901214656 BEARING:PLAIN, | 2 | ALLRFPs\Saudi Energy\SEC RFP-C001752902\downloaded-rfp\SEC RFP-C001752902.xls
Saudi Energy | SEC RFP-C001752902 | 901214725 | 400 901214725 BEARING,BALL,#6205ZZH2GAS... | 400 901214725 BEARING,BALL,#6205ZZH2GASDRYERMOTORAS248 | 1 | ALLRFPs\Saudi Energy\SEC RFP-C001752902\downloaded-rfp\SEC RFP-C001752902.xls
Saudi Energy | SEC RFP-C001752902 | 901214726 | 410 901214726 BEARING,BALL,#6204ZZH2GAS... | 410 901214726 BEARING,BALL,#6204ZZH2GASDRYERMOTORAS248 | 1 | ALLRFPs\Saudi Energy\SEC RFP-C001752902\downloaded-rfp\SEC RFP-C001752902.xls
Saudi Energy | SEC RFP-C001752902 | 901214774 | 420 901214774 BEARING:PLAIN,STEM | 420 901214774 BEARING:PLAIN,STEM | 2 | ALLRFPs\Saudi Energy\SEC RFP-C001752902\downloaded-rfp\SEC RFP-C001752902.xls
Saudi Energy | SEC RFP-C001752902 | 901213222 | 430 901213222 WASHER,FLAT,TWO HOLES WAS... | 430 901213222 WASHER,FLAT,TWO HOLES WASHER,#A9496284CO | 4 | ALLRFPs\Saudi Energy\SEC RFP-C001752902\downloaded-rfp\SEC RFP-C001752902.xls
Saudi Energy | SEC RFP-C001752902 | 901214543 | 440 901214543 WASHER,FLAT,#AN4510811 | 440 901214543 WASHER,FLAT,#AN4510811 | 1 | ALLRFPs\Saudi Energy\SEC RFP-C001752902\downloaded-rfp\SEC RFP-C001752902.xls
Saudi Energy | SEC RFP-C001752902 | 901214553 | 450 901214553 WASHER,FLAT,#AG852031 | 450 901214553 WASHER,FLAT,#AG852031 | 200 | ALLRFPs\Saudi Energy\SEC RFP-C001752902\downloaded-rfp\SEC RFP-C001752902.xls
Saudi Energy | SEC RFP-C001752902 | 901214582 | 460 901214582 WASHER,FLAT,#AE0272914 | 460 901214582 WASHER,FLAT,#AE0272914 | 4 | ALLRFPs\Saudi Energy\SEC RFP-C001752902\downloaded-rfp\SEC RFP-C001752902.xls
Saudi Energy | SEC RFP-C001752902 | 901214591 | 470 901214591 SUPPORT,ASME | 470 901214591 SUPPORT,ASME | 8 | ALLRFPs\Saudi Energy\SEC RFP-C001752902\downloaded-rfp\SEC RFP-C001752902.xls
Saudi Energy | SEC RFP-C001752902 | 901214613 | 480 901214613 MATERIAL,SEATING RUBBER,S... | 480 901214613 MATERIAL,SEATING RUBBER,SILICON RUBBER ( | 20 | ALLRFPs\Saudi Energy\SEC RFP-C001752902\downloaded-rfp\SEC RFP-C001752902.xls
Saudi Energy | SEC RFP-C001752902 | 901214645 | 490 901214645 WIRE,ASME | 490 901214645 WIRE,ASME | 2 | ALLRFPs\Saudi Energy\SEC RFP-C001752902\downloaded-rfp\SEC RFP-C001752902.xls
Saudi Energy | SEC RFP-C001752902 | 902200959 | 500 902200959 WASHER,FLAT,#16BEARINGPED... | 500 902200959 WASHER,FLAT,#16BEARINGPEDESTALA12W349 | 2 | ALLRFPs\Saudi Energy\SEC RFP-C001752902\downloaded-rfp\SEC RFP-C001752902.xls
Saudi Energy | SEC RFP-C001752902 | 902200969 | 510 902200969 WASHER,FLAT,#8FANSEALA12W... | 510 902200969 WASHER,FLAT,#8FANSEALA12W349 | 12 | ALLRFPs\Saudi Energy\SEC RFP-C001752902\downloaded-rfp\SEC RFP-C001752902.xls
Saudi Energy | SEC RFP-C001753746 | 905917167 | 10 905917167 COIL,ELEC,CLOSING,#F3CC11... | 10 905917167 COIL,ELEC,CLOSING,#F3CC110D | 2 | ALLRFPs\Saudi Energy\SEC RFP-C001753746\downloaded-rfp\SEC RFP-C001753746.xls
Saudi Energy | SEC RFP-C001753746 | 905548730 | 20 905548730 CORD,EXTN,(3) 3 MM,13 FT ... | 20 905548730 CORD,EXTN,(3) 3 MM,13 FT LG,1 RECPT,#424 | 4 | ALLRFPs\Saudi Energy\SEC RFP-C001753746\downloaded-rfp\SEC RFP-C001753746.xls
Saudi Energy | SEC RFP-C001753746 | 905548648 | 30 905548648 CORD,COMM,PROXIMITOR,9.5 ... | 30 905548648 CORD,COMM,PROXIMITOR,9.5 M LG,PVC INSUL | 4 | ALLRFPs\Saudi Energy\SEC RFP-C001753746\downloaded-rfp\SEC RFP-C001753746.xls
Saudi Energy | SEC RFP-C001753746 | 905502415 | 40 905502415 ASSEMBLY,TURBINE PRODUCT,... | 40 905502415 ASSEMBLY,TURBINE PRODUCT, GNICATION CABL | 24 | ALLRFPs\Saudi Energy\SEC RFP-C001753746\downloaded-rfp\SEC RFP-C001753746.xls
Saudi Energy | SEC RFP-C001753746 | 901106232 | 50 901106232 ELBOW,TUBE,316 SSTL,16 MM... | 50 901106232 ELBOW,TUBE,316 SSTL,16 MM OD,1/2 IN NPT | 4 | ALLRFPs\Saudi Energy\SEC RFP-C001753746\downloaded-rfp\SEC RFP-C001753746.xls
Saudi Energy | SEC RFP-C001753746 | 905501235 | 60 905501235 VALVE,SPOOL,CI,BASE MOUNT... | 60 905501235 VALVE,SPOOL,CI,BASE MOUNT CONN,#AB060515 | 2 | ALLRFPs\Saudi Energy\SEC RFP-C001753746\downloaded-rfp\SEC RFP-C001753746.xls
Saudi Energy | SEC RFP-C001753746 | 902008676 | 70 902008676 GAUGE,COMB,0 TO 100 PSI R... | 70 902008676 GAUGE,COMB,0 TO 100 PSI RANGE A,#315A297 | 2 | ALLRFPs\Saudi Energy\SEC RFP-C001753746\downloaded-rfp\SEC RFP-C001753746.xls
Saudi Energy | SEC RFP-C001753746 | 902010541 | 80 902010541 COUPLING,SHAFT,CI,7/8 IN ... | 80 902010541 COUPLING,SHAFT,CI,7/8 IN BORE,#226A1275P | 6 | ALLRFPs\Saudi Energy\SEC RFP-C001753746\downloaded-rfp\SEC RFP-C001753746.xls
Saudi Energy | SEC RFP-C001753746 | 901103111 | 90 901103111 COUPLING,SHAFT,STEEL AND ... | 90 901103111 COUPLING,SHAFT,STEEL AND POLYMER,#REXOME | 1 | ALLRFPs\Saudi Energy\SEC RFP-C001753746\downloaded-rfp\SEC RFP-C001753746.xls
Saudi Energy | SEC RFP-C001753746 | 905508137 | 100 905508137 COUPLING,SHAFT,ELAS,#7300... | 100 905508137 COUPLING,SHAFT,ELAS,#7300095M | 4 | ALLRFPs\Saudi Energy\SEC RFP-C001753746\downloaded-rfp\SEC RFP-C001753746.xls
Saudi Energy | SEC RFP-C001753746 | 901239445 | 110 901239445 TFMR,POT,15.5 KV,120:1 V ... | 110 901239445 TFMR,POT,15.5 KV,120:1 V V,50/60HZ,#PTG5 | 3 | ALLRFPs\Saudi Energy\SEC RFP-C001753746\downloaded-rfp\SEC RFP-C001753746.xls
Saudi Energy | SEC RFP-C001753746 | 909204165 | 120 909204165 CONTACTOR,MTR,NEMA/IEC IE... | 120 909204165 CONTACTOR,MTR,NEMA/IEC IEC/EN 60947-4-1 | 3 | ALLRFPs\Saudi Energy\SEC RFP-C001753746\downloaded-rfp\SEC RFP-C001753746.xls
Saudi Energy | SEC RFP-C001753746 | 901104470 | 130 901104470 CABLE:INSTRUMENTATION,LAS... | 130 901104470 CABLE:INSTRUMENTATION,LASER TRANSDUCER E | 2 | ALLRFPs\Saudi Energy\SEC RFP-C001753746\downloaded-rfp\SEC RFP-C001753746.xls
Saudi Energy | SEC RFP-C001753746 | 901240023 | 140 901240023 VALVE,GLOBE,2 IN,2 IN,150... | 140 901240023 VALVE,GLOBE,2 IN,2 IN,1500 LB,560 DEG C | 20 | ALLRFPs\Saudi Energy\SEC RFP-C001753746\downloaded-rfp\SEC RFP-C001753746.xls
Saudi Energy | SEC RFP-C001753746 | 901366460 | 150 901366460 SPIDER,BULK NOUN:SOX NBR ... | 150 901366460 SPIDER,BULK NOUN:SOX NBR SOLID,SSG CONDI | 6 | ALLRFPs\Saudi Energy\SEC RFP-C001753746\downloaded-rfp\SEC RFP-C001753746.xls
Saudi Energy | SEC RFP-C001753746 | 901226708 | 160 901226708 BELLOWS:BULK NOUN,EXPANSI... | 160 901226708 BELLOWS:BULK NOUN,EXPANSION JOINT,100 TO | 4 | ALLRFPs\Saudi Energy\SEC RFP-C001753746\downloaded-rfp\SEC RFP-C001753746.xls
Saudi Energy | SEC RFP-C001753746 | 901231927 | 170 901231927 COUPLING,SHAFT,CSTL,150MM... | 170 901231927 COUPLING,SHAFT,CSTL,150MM OD,950 MM LG | 4 | ALLRFPs\Saudi Energy\SEC RFP-C001753746\downloaded-rfp\SEC RFP-C001753746.xls
Saudi Energy | SEC RFP-C001753746 | 901153064 | 180 901153064 CPLG:SFT,STL/AL,100 MM OD... | 180 901153064 CPLG:SFT,STL/AL,100 MM OD,575 MM LG | 6 | ALLRFPs\Saudi Energy\SEC RFP-C001753746\downloaded-rfp\SEC RFP-C001753746.xls
Saudi Energy | SEC RFP-C001753746 | 905502547 | 190 905502547 BLOWER:CENTRIFUGAL,110 CF... | 190 905502547 BLOWER:CENTRIFUGAL,110 CFM AT 0.1 INCH W | 10 | ALLRFPs\Saudi Energy\SEC RFP-C001753746\downloaded-rfp\SEC RFP-C001753746.xls
Saudi Energy | SEC RFP-C001753746 | 905908928 | 200 905908928 BREAKER,CRCT,MC,POLE,TRIP... | 200 905908928 BREAKER,CRCT,MC,POLE,TRIP,FR | 2 | ALLRFPs\Saudi Energy\SEC RFP-C001753746\downloaded-rfp\SEC RFP-C001753746.xls
Saudi Energy | SEC RFP-C001754746 | 902013660 | 10 902013660 PACKING,CASE ASSEMBLY,GRA... | 10 902013660 PACKING,CASE ASSEMBLY,GRAPHITE IMPREGNAT | 1 | ALLRFPs\Saudi Energy\SEC RFP-C001754746\downloaded-rfp\SEC RFP-C001754746.xls
Saudi Energy | SEC RFP-C001754746 | 909102818 | 20 909102818 WIRE:THERMOCOUPLE,28 AWG,... | 20 909102818 WIRE:THERMOCOUPLE,28 AWG,PVC INSULATED M | 1 | ALLRFPs\Saudi Energy\SEC RFP-C001754746\downloaded-rfp\SEC RFP-C001754746.xls
Saudi Energy | SEC RFP-C001754751 | 905898646 | 10 905898646 CLIP:BULK NOUN | 10 905898646 CLIP:BULK NOUN | 2 | ALLRFPs\Saudi Energy\SEC RFP-C001754751\downloaded-rfp\SEC RFP-C001754751.xls
Saudi Energy | SEC RFP-C001754751 | 902008769 | 20 902008769 CABLE:IGNITION,10 MM DIA ... | 20 902008769 CABLE:IGNITION,10 MM DIA X 8 M LG,RBR BR | 1 | ALLRFPs\Saudi Energy\SEC RFP-C001754751\downloaded-rfp\SEC RFP-C001754751.xls
Saudi Energy | SEC RFP-C001754751 | 901015151 | 30 901015151 STRIP,SEAL, GAS TURBINE N... | 30 901015151 STRIP,SEAL, GAS TURBINE NOZZLE ARRANGEME | 18 | ALLRFPs\Saudi Energy\SEC RFP-C001754751\downloaded-rfp\SEC RFP-C001754751.xls
Saudi Energy | SEC RFP-C001754752 | 902504517 | 10 902504517 WIRE:THERMOCOUPLE,6 MM DI... | 10 902504517 WIRE:THERMOCOUPLE,6 MM DIA,12 M LG,1 PAI | 24 | ALLRFPs\Saudi Energy\SEC RFP-C001754752\downloaded-rfp\SEC RFP-C001754752.xls
Saudi Energy | SEC RFP-C001754752 | 901015151 | 20 901015151 STRIP,SEAL, GAS TURBINE N... | 20 901015151 STRIP,SEAL, GAS TURBINE NOZZLE ARRANGEME | 18 | ALLRFPs\Saudi Energy\SEC RFP-C001754752\downloaded-rfp\SEC RFP-C001754752.xls
Saudi Energy | SEC RFP-C001754780 | 901211353 | 10 901211353 ASSEMBLY,PHONE PUSH BUTTO... | 10 901211353 ASSEMBLY,PHONE PUSH BUTTON,PART NUMBER 7 | 4 | ALLRFPs\Saudi Energy\SEC RFP-C001754780\downloaded-rfp\SEC RFP-C001754780.xls
Saudi Energy | SEC RFP-C001754780 | 901212075 | 20 901212075 ASSEMBLY,STEAM TRANSFORME... | 20 901212075 ASSEMBLY,STEAM TRANSFORMER DRAIN SUMP PU | 16 | ALLRFPs\Saudi Energy\SEC RFP-C001754780\downloaded-rfp\SEC RFP-C001754780.xls
Saudi Energy | SEC RFP-C001754780 | 901213265 | 30 901213265 ASSEMBLY,RAH, SOOTBLOWER,... | 30 901213265 ASSEMBLY,RAH, SOOTBLOWER, STEAM TURN-ON | 3 | ALLRFPs\Saudi Energy\SEC RFP-C001754780\downloaded-rfp\SEC RFP-C001754780.xls
Saudi Energy | SEC RFP-C001754780 | 901213268 | 40 901213268 ASSEMBLY,BACKWASH PIPE AS... | 40 901213268 ASSEMBLY,BACKWASH PIPE ASSEMBLY, DEBRIS | 8 | ALLRFPs\Saudi Energy\SEC RFP-C001754780\downloaded-rfp\SEC RFP-C001754780.xls
Saudi Energy | SEC RFP-C001754780 | 909411062 | 50 909411062 VESSEL,EXP,GALV,80 LITERS... | 50 909411062 VESSEL,EXP,GALV,80 LITERS,1000 KPA,#GS80 | 14 | ALLRFPs\Saudi Energy\SEC RFP-C001754780\downloaded-rfp\SEC RFP-C001754780.xls
Saudi Energy | SEC RFP-C001754780 | 901218662 | 60 901218662 COCK, FOR DUPLIX STRAINER | 60 901218662 COCK, FOR DUPLIX STRAINER | 200 | ALLRFPs\Saudi Energy\SEC RFP-C001754780\downloaded-rfp\SEC RFP-C001754780.xls
Saudi Energy | SEC RFP-C001754780 | 905542598 | 70 905542598 SLEEVE,JOINT,216 MM ID X ... | 70 905542598 SLEEVE,JOINT,216 MM ID X 240 MM OD X 30 | 4 | ALLRFPs\Saudi Energy\SEC RFP-C001754780\downloaded-rfp\SEC RFP-C001754780.xls
Saudi Energy | SEC RFP-C001754780 | 902504286 | 80 902504286 O-RING,164.69 MM ID,171.7... | 80 902504286 O-RING,164.69 MM ID,171.75 MM OD,3.53 MM | 20 | ALLRFPs\Saudi Energy\SEC RFP-C001754780\downloaded-rfp\SEC RFP-C001754780.xls
Saudi Energy | SEC RFP-C001754780 | 901212584 | 90 901212584 CABLE:IGNITION,5 M PER SE... | 90 901212584 CABLE:IGNITION,5 M PER SET,2 PERCENTAGE | 10 | ALLRFPs\Saudi Energy\SEC RFP-C001754780\downloaded-rfp\SEC RFP-C001754780.xls
Saudi Energy | SEC RFP-C001754781 | 901412137 | 10 901412137 Angle,BULK NOUN: | 10 901412137 Angle,BULK NOUN: | 8 | ALLRFPs\Saudi Energy\SEC RFP-C001754781\downloaded-rfp\SEC RFP-C001754781.xls
Saudi Energy | SEC RFP-C001754781 | 902468083 | 20 902468083 HUB,BULK NOUN:STL,DEBRIS ... | 20 902468083 HUB,BULK NOUN:STL,DEBRIS FILTER / WORM W | 5 | ALLRFPs\Saudi Energy\SEC RFP-C001754781\downloaded-rfp\SEC RFP-C001754781.xls
Saudi Energy | SEC RFP-C001754781 | 901425725 | 30 901425725 BUSHING,BULK NOUN: | 30 901425725 BUSHING,BULK NOUN: | 5 | ALLRFPs\Saudi Energy\SEC RFP-C001754781\downloaded-rfp\SEC RFP-C001754781.xls
Saudi Energy | SEC RFP-C001754781 | 901416071 | 40 901416071 BSHNG:BULK NOUN | 40 901416071 BSHNG:BULK NOUN | 7 | ALLRFPs\Saudi Energy\SEC RFP-C001754781\downloaded-rfp\SEC RFP-C001754781.xls
Saudi Energy | SEC RFP-C001754781 | 901201489 | 50 901201489 GASKET,TURBINE CASING,NON... | 50 901201489 GASKET,TURBINE CASING,NON SPIRAL,CIRCULA | 2 | ALLRFPs\Saudi Energy\SEC RFP-C001754781\downloaded-rfp\SEC RFP-C001754781.xls
Saudi Energy | SEC RFP-C001754781 | 901402303 | 60 901402303 O-RING,SEAL OIL SYSTEM,10... | 60 901402303 O-RING,SEAL OIL SYSTEM,100.97 MM ID,111. | 327 | ALLRFPs\Saudi Energy\SEC RFP-C001754781\downloaded-rfp\SEC RFP-C001754781.xls
Saudi Energy | SEC RFP-C001754781 | 901402307 | 70 901402307 O-RING,SEAL OIL SYSTEM,18... | 70 901402307 O-RING,SEAL OIL SYSTEM,189.87 MM ID,200. | 302 | ALLRFPs\Saudi Energy\SEC RFP-C001754781\downloaded-rfp\SEC RFP-C001754781.xls
Saudi Energy | SEC RFP-C001754781 | 905943031 | 80 905943031 RING,GAS TURBINE,16.5 MM ... | 80 905943031 RING,GAS TURBINE,16.5 MM ID X 26 MM OD X | 95 | ALLRFPs\Saudi Energy\SEC RFP-C001754781\downloaded-rfp\SEC RFP-C001754781.xls
Saudi Energy | SEC RFP-C001754782 | 902011317 | 10 902011317 SHIM:CLEARANCE ADJUSTING,... | 10 902011317 SHIM:CLEARANCE ADJUSTING,0.2 MM THK,(11 | 16 | ALLRFPs\Saudi Energy\SEC RFP-C001754782\downloaded-rfp\SEC RFP-C001754782.xls
Saudi Energy | SEC RFP-C001754782 | 905900171 | 20 905900171 SHIM:CLEARANCE ADJUSTING,... | 20 905900171 SHIM:CLEARANCE ADJUSTING,1.5 MM THK,(16 | 59 | ALLRFPs\Saudi Energy\SEC RFP-C001754782\downloaded-rfp\SEC RFP-C001754782.xls
Saudi Energy | SEC RFP-C001754782 | 905900172 | 30 905900172 SHIM:CLEARANCE ADJUSTING,... | 30 905900172 SHIM:CLEARANCE ADJUSTING,2 MM THK,(14 MM | 96 | ALLRFPs\Saudi Energy\SEC RFP-C001754782\downloaded-rfp\SEC RFP-C001754782.xls
Saudi Energy | SEC RFP-C001754782 | 905900173 | 40 905900173 SHIM:CLEARANCE ADJUSTING,... | 40 905900173 SHIM:CLEARANCE ADJUSTING,2 MM THK,20 MM | 64 | ALLRFPs\Saudi Energy\SEC RFP-C001754782\downloaded-rfp\SEC RFP-C001754782.xls
Saudi Energy | SEC RFP-C001754782 | 902008389 | 50 902008389 CABLE:IGNITION,14 MM DIA ... | 50 902008389 CABLE:IGNITION,14 MM DIA X 600 MM LG,25 | 2 | ALLRFPs\Saudi Energy\SEC RFP-C001754782\downloaded-rfp\SEC RFP-C001754782.xls
Saudi Energy | SEC RFP-C001754782 | 902008464 | 60 902008464 CABLE:INSTRUMENTATION,EXT... | 60 902008464 CABLE:INSTRUMENTATION,EXTENSION, PROBE,5 | 6 | ALLRFPs\Saudi Energy\SEC RFP-C001754782\downloaded-rfp\SEC RFP-C001754782.xls
Saudi Energy | SEC RFP-C001754782 | 902506559 | 70 902506559 CABLE:INSTRUMENTATION,EXT... | 70 902506559 CABLE:INSTRUMENTATION,EXTENSION,PROXIMIT | 8 | ALLRFPs\Saudi Energy\SEC RFP-C001754782\downloaded-rfp\SEC RFP-C001754782.xls
Saudi Energy | SEC RFP-C001754782 | 905896925 | 80 905896925 CABLE:INSTRUMENTATION,EXT... | 80 905896925 CABLE:INSTRUMENTATION,EXTENSION,PROXIMIT | 15 | ALLRFPs\Saudi Energy\SEC RFP-C001754782\downloaded-rfp\SEC RFP-C001754782.xls
Saudi Energy | SEC RFP-C001754782 | 905896955 | 90 905896955 CABLE:INSTRUMENTATION,FLA... | 90 905896955 CABLE:INSTRUMENTATION,FLAME DETECTOR,(3) | 4 | ALLRFPs\Saudi Energy\SEC RFP-C001754782\downloaded-rfp\SEC RFP-C001754782.xls
Saudi Energy | SEC RFP-C001755174 | 901147244 | 10 901147244 VALVE,GATE,PS,SUPER HEATE... | 10 901147244 VALVE,GATE,PS,SUPER HEATED STEAM,#S14178 | 1 | ALLRFPs\Saudi Energy\SEC RFP-C001755174\downloaded-rfp\SEC RFP-C001755174.xls
Saudi Energy | SEC RFP-C001755174 | 902008785 | 20 902008785 CABLE:IGNITION,(6 MM X 8 ... | 20 902008785 CABLE:IGNITION,(6 MM X 8 MM X 13 MM) DIA | 1 | ALLRFPs\Saudi Energy\SEC RFP-C001755174\downloaded-rfp\SEC RFP-C001755174.xls
Saudi Energy | SEC RFP-C001755174 | 901114057 | 30 901114057 HOLDER, | 30 901114057 HOLDER, | 4 | ALLRFPs\Saudi Energy\SEC RFP-C001755174\downloaded-rfp\SEC RFP-C001755174.xls
Saudi Energy | SEC RFP-C001755174 | 901114922 | 40 901114922 WRENCH,STRIKING,LG,HNDL | 40 901114922 WRENCH,STRIKING,LG,HNDL | 1 | ALLRFPs\Saudi Energy\SEC RFP-C001755174\downloaded-rfp\SEC RFP-C001755174.xls
Saudi Energy | SEC RFP-C001755174 | 901114923 | 50 901114923 WRENCH,STRIKING,LG,HNDL | 50 901114923 WRENCH,STRIKING,LG,HNDL | 1 | ALLRFPs\Saudi Energy\SEC RFP-C001755174\downloaded-rfp\SEC RFP-C001755174.xls
Saudi Energy | SEC RFP-C001755174 | 901114425 | 60 901114425 WRENCH,TRQ,#58661978207 | 60 901114425 WRENCH,TRQ,#58661978207 | 1 | ALLRFPs\Saudi Energy\SEC RFP-C001755174\downloaded-rfp\SEC RFP-C001755174.xls
Saudi Energy | SEC RFP-C001755174 | 586619782 | 60 901114425 WRENCH,TRQ,#58661978207 | 60 901114425 WRENCH,TRQ,#58661978207 | 1 | ALLRFPs\Saudi Energy\SEC RFP-C001755174\downloaded-rfp\SEC RFP-C001755174.xls
Saudi Energy | SEC RFP-C001755174 | 901114942 | 70 901114942 WRENCH,TRQ,DR,LG,GRAD,IND | 70 901114942 WRENCH,TRQ,DR,LG,GRAD,IND | 1 | ALLRFPs\Saudi Energy\SEC RFP-C001755174\downloaded-rfp\SEC RFP-C001755174.xls
Saudi Energy | SEC RFP-C001755174 | 901114943 | 80 901114943 WRENCH,TRQ,DR,LG,GRAD,IND | 80 901114943 WRENCH,TRQ,DR,LG,GRAD,IND | 1 | ALLRFPs\Saudi Energy\SEC RFP-C001755174\downloaded-rfp\SEC RFP-C001755174.xls
Saudi Energy | SEC RFP-C001755174 | 901114944 | 90 901114944 WRENCH,TRQ,DR,LG,GRAD,IND | 90 901114944 WRENCH,TRQ,DR,LG,GRAD,IND | 2 | ALLRFPs\Saudi Energy\SEC RFP-C001755174\downloaded-rfp\SEC RFP-C001755174.xls
Saudi Energy | SEC RFP-C001755174 | 901114945 | 100 901114945 WRENCH,TRQ,DR,LG,GRAD,IND | 100 901114945 WRENCH,TRQ,DR,LG,GRAD,IND | 2 | ALLRFPs\Saudi Energy\SEC RFP-C001755174\downloaded-rfp\SEC RFP-C001755174.xls
Saudi Energy | SEC RFP-C001755174 | 901114122 | 110 901114122 BASE, | 110 901114122 BASE, | 2 | ALLRFPs\Saudi Energy\SEC RFP-C001755174\downloaded-rfp\SEC RFP-C001755174.xls
Saudi Energy | SEC RFP-C001755174 | 905698618 | 120 905698618 SHEET:NON-METALLIC,RUBBER... | 120 905698618 SHEET:NON-METALLIC,RUBBER PROFILE,* TH,* | 2 | ALLRFPs\Saudi Energy\SEC RFP-C001755174\downloaded-rfp\SEC RFP-C001755174.xls
Saudi Energy | SEC RFP-C001755174 | 901114901 | 130 901114901 ROPE,WIRE,DIA,LG,STRCTR,#... | 130 901114901 ROPE,WIRE,DIA,LG,STRCTR,#52766002341 | 4 | ALLRFPs\Saudi Energy\SEC RFP-C001755174\downloaded-rfp\SEC RFP-C001755174.xls
Saudi Energy | SEC RFP-C001755174 | 901114124 | 140 901114124 MOUNT, | 140 901114124 MOUNT, | 1 | ALLRFPs\Saudi Energy\SEC RFP-C001755174\downloaded-rfp\SEC RFP-C001755174.xls
Saudi Energy | SEC RFP-C001755174 | 901114125 | 150 901114125 MOUNT, | 150 901114125 MOUNT, | 1 | ALLRFPs\Saudi Energy\SEC RFP-C001755174\downloaded-rfp\SEC RFP-C001755174.xls
Saudi Energy | SEC RFP-C001755174 | 901114906 | 160 901114906 PAINT:LATEX | 160 901114906 PAINT:LATEX | 1 | ALLRFPs\Saudi Energy\SEC RFP-C001755174\downloaded-rfp\SEC RFP-C001755174.xls
Saudi Energy | SEC RFP-C001755174 | 901114130 | 170 901114130 COATING,INSUL,#5552600020... | 170 901114130 COATING,INSUL,#55526000200 | 1 | ALLRFPs\Saudi Energy\SEC RFP-C001755174\downloaded-rfp\SEC RFP-C001755174.xls
Saudi Energy | SEC RFP-C001755174 | 555260002 | 170 901114130 COATING,INSUL,#5552600020... | 170 901114130 COATING,INSUL,#55526000200 | 1 | ALLRFPs\Saudi Energy\SEC RFP-C001755174\downloaded-rfp\SEC RFP-C001755174.xls
Saudi Energy | SEC RFP-C001755174 | 901114121 | 180 901114121 DEVICE, | 180 901114121 DEVICE, | 1 | ALLRFPs\Saudi Energy\SEC RFP-C001755174\downloaded-rfp\SEC RFP-C001755174.xls
Saudi Energy | SEC RFP-C001755174 | 901114902 | 190 901114902 LOCK,PAD,SHACKLE DIAMETER... | 190 901114902 LOCK,PAD,SHACKLE DIAMETER,CSWD,CSTH,HC | 4 | ALLRFPs\Saudi Energy\SEC RFP-C001755174\downloaded-rfp\SEC RFP-C001755174.xls
Saudi Energy | SEC RFP-C001755174 | 901114867 | 200 901114867 CABLE,ELEC,STRAND,#284730... | 200 901114867 CABLE,ELEC,STRAND,#28473000100 | 1 | ALLRFPs\Saudi Energy\SEC RFP-C001755174\downloaded-rfp\SEC RFP-C001755174.xls
Saudi Energy | SEC RFP-C001755174 | 901114917 | 210 901114917 CABLE,ELEC,STRAND,#566600... | 210 901114917 CABLE,ELEC,STRAND,#56660015909 | 4 | ALLRFPs\Saudi Energy\SEC RFP-C001755174\downloaded-rfp\SEC RFP-C001755174.xls
Saudi Energy | SEC RFP-C001755780 - 6001755780 | 909411839 | 10 909411839 DEADEND:CABLE/WIRE,COMPRE... | 10 909411839 DEADEND:CABLE/WIRE,COMPRESSION,25.15 MM | 50 | ALLRFPs\Saudi Energy\SEC RFP-C001755780 - 6001755780\downloaded-rfp\SEC RFP-C001755780 - 6001755780.xls
Saudi Energy | SEC RFP-C001755780 - 6001755780 | 905845038 | 20 905845038 CONDUCTOR:ELECTRICAL,AL,2... | 20 905845038 CONDUCTOR:ELECTRICAL,AL,24.9 MM,26/7,GRO | 5,000 | ALLRFPs\Saudi Energy\SEC RFP-C001755780 - 6001755780\downloaded-rfp\SEC RFP-C001755780 - 6001755780.xls
Saudi Energy | SEC RFP-C001755780 - 6001755780 | 903432890 | 30 903432890 CONDUCTOR:ELECTRICAL,ACSR... | 30 903432890 CONDUCTOR:ELECTRICAL,ACSR,25.88 MM,30/7, | 5,000 | ALLRFPs\Saudi Energy\SEC RFP-C001755780 - 6001755780\downloaded-rfp\SEC RFP-C001755780 - 6001755780.xls
Saudi Energy | SEC RFP-C001755780 - 6001755780 | 903300914 | 40 903300914 CLAMP,JUMPER,TOWER CONNEC... | 40 903300914 CLAMP,JUMPER,TOWER CONNECTION,AL,#182928 | 175 | ALLRFPs\Saudi Energy\SEC RFP-C001755780 - 6001755780\downloaded-rfp\SEC RFP-C001755780 - 6001755780.xls
Saudi Energy | SEC RFP-C001755862 | 900910265 | 10 900910265 BLOCK,BULK NOUN:CONCRETE,... | 10 900910265 BLOCK,BULK NOUN:CONCRETE,MODULAR CONCRET | 750 | ALLRFPs\Saudi Energy\SEC RFP-C001755862\downloaded-rfp\SEC RFP-C001755862.xls
Saudi Energy | SEC RFP-C001755862 | 909505560 | 20 909505560 FR:CONCRETE BLOCK,1.98 M ... | 20 909505560 FR:CONCRETE BLOCK,1.98 M WD X 2.94 M LG, | 240 | ALLRFPs\Saudi Energy\SEC RFP-C001755862\downloaded-rfp\SEC RFP-C001755862.xls
Saudi Energy | SEC RFP-C001755862 | 903500097 | 30 903500097 LINK,LOAD RATED CHAIN,CON... | 30 903500097 LINK,LOAD RATED CHAIN,CONNECTING,(26.5 M | 500 | ALLRFPs\Saudi Energy\SEC RFP-C001755862\downloaded-rfp\SEC RFP-C001755862.xls
Saudi Energy | SEC RFP-C001755862 | 904507135 | 40 904507135 TURNBUCKLE:ADJUSTING,EYE ... | 40 904507135 TURNBUCKLE:ADJUSTING,EYE ENDS,7/8 IN SHA | 200 | ALLRFPs\Saudi Energy\SEC RFP-C001755862\downloaded-rfp\SEC RFP-C001755862.xls
Saudi Energy | SEC RFP-C001755862 | 905943813 | 50 905943813 GRIP,GUY WIRE,HDGS,#BG211... | 50 905943813 GRIP,GUY WIRE,HDGS,#BG2116 | 500 | ALLRFPs\Saudi Energy\SEC RFP-C001755862\downloaded-rfp\SEC RFP-C001755862.xls
Saudi Energy | SEC RFP-C001755862 | 909501606 | 60 909501606 BLT:CPLG | 60 909501606 BLT:CPLG | 50 | ALLRFPs\Saudi Energy\SEC RFP-C001755862\downloaded-rfp\SEC RFP-C001755862.xls
Saudi Energy | SEC RFP-C001755862 | 909501608 | 70 909501608 NUT:ALIGNING | 70 909501608 NUT:ALIGNING | 2,000 | ALLRFPs\Saudi Energy\SEC RFP-C001755862\downloaded-rfp\SEC RFP-C001755862.xls
Saudi Energy | SEC RFP-C001755862 | 909411609 | 80 909411609 SLING,WIRE ROPE,133 KN,6X... | 80 909411609 SLING,WIRE ROPE,133 KN,6X37,5/8 IN DIA | 10 | ALLRFPs\Saudi Energy\SEC RFP-C001755862\downloaded-rfp\SEC RFP-C001755862.xls
Saudi Energy | SEC RFP-C001755862 | 905900632 | 90 905900632 SHACKLE:ANCHOR,32.5 MM X ... | 90 905900632 SHACKLE:ANCHOR,32.5 MM X 49 MM (1 IN RAD | 500 | ALLRFPs\Saudi Energy\SEC RFP-C001755862\downloaded-rfp\SEC RFP-C001755862.xls
Saudi Energy | SEC RFP-C001755862 | 909411598 | 100 909411598 INSULATOR,SUSP,HIGH GRADE... | 100 909411598 INSULATOR,SUSP,HIGH GRADE FORGED STEEL | 60 | ALLRFPs\Saudi Energy\SEC RFP-C001755862\downloaded-rfp\SEC RFP-C001755862.xls
Saudi Energy | SEC RFP-C001755862 | 909204082 | 110 909204082 RING,SUPPORT INSULATOR,15... | 110 909204082 RING,SUPPORT INSULATOR,15 IN,HOT DIP GAL | 30 | ALLRFPs\Saudi Energy\SEC RFP-C001755862\downloaded-rfp\SEC RFP-C001755862.xls
Saudi Energy | SEC RFP-C001755862 | 909204083 | 120 909204083 RING,SUPPORT INSULATOR,8 ... | 120 909204083 RING,SUPPORT INSULATOR,8 IN,HOT DIP GALV | 30 | ALLRFPs\Saudi Energy\SEC RFP-C001755862\downloaded-rfp\SEC RFP-C001755862.xls
Saudi Energy | SEC RFP-C001755862 | 909411520 | 130 909411520 INSULATOR,POST,ANSI 70 GR... | 130 909411520 INSULATOR,POST,ANSI 70 GRAY GLAZE,FRP,#7 | 30 | ALLRFPs\Saudi Energy\SEC RFP-C001755862\downloaded-rfp\SEC RFP-C001755862.xls
Saudi Energy | SEC RFP-C001755862 | 909205006 | 140 909205006 WIRE,GUY,GALVANIZED STEEL... | 140 909205006 WIRE,GUY,GALVANIZED STEEL GUY WIRE,#R135 | 20,000 | ALLRFPs\Saudi Energy\SEC RFP-C001755862\downloaded-rfp\SEC RFP-C001755862.xls
Saudi Energy | SEC RFP-C001755862 | 909410689 | 150 909410689 ADAPTER,INSULATED,POST IN... | 150 909410689 ADAPTER,INSULATED,POST INSULATOR,13.3 KN | 25 | ALLRFPs\Saudi Energy\SEC RFP-C001755862\downloaded-rfp\SEC RFP-C001755862.xls
Saudi Energy | SEC RFP-C001755862 | 909411599 | 160 909411599 THIMBLE:WIRE ROPE,0.5,HOT... | 160 909411599 THIMBLE:WIRE ROPE,0.5,HOT DIP GALVANIZED | 100 | ALLRFPs\Saudi Energy\SEC RFP-C001755862\downloaded-rfp\SEC RFP-C001755862.xls
Saudi Energy | SEC RFP-C001755862 | 909411610 | 170 909411610 ROPE:FIBER,15.9 MM DIA X ... | 170 909411610 ROPE:FIBER,15.9 MM DIA X 183MM DIA,600 F | 10 | ALLRFPs\Saudi Energy\SEC RFP-C001755862\downloaded-rfp\SEC RFP-C001755862.xls
Saudi Energy | SEC RFP-C001755862 | 909411596 | 180 909411596 CLAMP,HOLD CONDUCTOR,29.1... | 180 909411596 CLAMP,HOLD CONDUCTOR,29.1,HOT DIP GALVAN | 18 | ALLRFPs\Saudi Energy\SEC RFP-C001755862\downloaded-rfp\SEC RFP-C001755862.xls
Saudi Energy | SEC RFP-C001755862 | 904508001 | 190 904508001 BLOCK,ROPE,SNATCH,3 IN SH... | 190 904508001 BLOCK,ROPE,SNATCH,3 IN SHEAVE DIAMETER,2 | 10 | ALLRFPs\Saudi Energy\SEC RFP-C001755862\downloaded-rfp\SEC RFP-C001755862.xls
Saudi Energy | SEC RFP-C001755862 | 905676932 | 200 905676932 WRENCH,RCHT,1/2 IN DR,#95... | 200 905676932 WRENCH,RCHT,1/2 IN DR,#95052465000 | 30 | ALLRFPs\Saudi Energy\SEC RFP-C001755862\downloaded-rfp\SEC RFP-C001755862.xls
Saudi Energy | SEC RFP-C001755862 | 909411621 | 210 909411621 SLING,WIRE ROPE,85 KN,NYL... | 210 909411621 SLING,WIRE ROPE,85 KN,NYLON SLING,#R1430 | 10 | ALLRFPs\Saudi Energy\SEC RFP-C001755862\downloaded-rfp\SEC RFP-C001755862.xls
Saudi Energy | SEC RFP-C001755862 | 905853441 | 220 905853441 SECTION,(2 FT AND 3 IN X ... | 220 905853441 SECTION,(2 FT AND 3 IN X 2 FT AND 11 IN) | 10 | ALLRFPs\Saudi Energy\SEC RFP-C001755862\downloaded-rfp\SEC RFP-C001755862.xls
Saudi Energy | SEC RFP-C001755862 | 904205893 | 230 904205893 SECTION,HIGHT EXTENSION,(... | 230 904205893 SECTION,HIGHT EXTENSION,(2 FT AND 3 IN X | 4 | ALLRFPs\Saudi Energy\SEC RFP-C001755862\downloaded-rfp\SEC RFP-C001755862.xls
Saudi Energy | SEC RFP-C001755862 | 905853443 | 240 905853443 SECTION,(2 FT AND 3 IN X ... | 240 905853443 SECTION,(2 FT AND 3 IN X 2 FT AND 11 IN) | 10 | ALLRFPs\Saudi Energy\SEC RFP-C001755862\downloaded-rfp\SEC RFP-C001755862.xls
Saudi Energy | SEC RFP-C001755862 | 905900631 | 250 905900631 SECTION,(890 MM X 1520 MM... | 250 905900631 SECTION,(890 MM X 1520 MM) WD X (890 MM | 6 | ALLRFPs\Saudi Energy\SEC RFP-C001755862\downloaded-rfp\SEC RFP-C001755862.xls
Saudi Energy | SEC RFP-C001755862 | 904207408 | 260 904207408 CONTAINER,EMERGENCY TOWER... | 260 904207408 CONTAINER,EMERGENCY TOWER ACCESSORIES | 2 | ALLRFPs\Saudi Energy\SEC RFP-C001755862\downloaded-rfp\SEC RFP-C001755862.xls
Saudi Energy | SEC RFP-C001755862 | 905755660 | 270 905755660 SOCKET,WRN,6 POINT,15/16 ... | 270 905755660 SOCKET,WRN,6 POINT,15/16 IN,1/2 IN DR | 20 | ALLRFPs\Saudi Energy\SEC RFP-C001755862\downloaded-rfp\SEC RFP-C001755862.xls
Saudi Energy | SEC RFP-C001755862 | 906010621 | 280 906010621 GRIP,CABLE/WIRE,GALV FSTL... | 280 906010621 GRIP,CABLE/WIRE,GALV FSTL,#162816 | 20 | ALLRFPs\Saudi Energy\SEC RFP-C001755862\downloaded-rfp\SEC RFP-C001755862.xls
Saudi Energy | SEC RFP-C001755862 | 909411515 | 310 909411515 CHAIN,CARRYING ASSEMBLY,2... | 310 909411515 CHAIN,CARRYING ASSEMBLY,24 IN,3.1M LG,BL | 20 | ALLRFPs\Saudi Energy\SEC RFP-C001755862\downloaded-rfp\SEC RFP-C001755862.xls
Saudi Energy | SEC RFP-C001755862 | 904501123 | 350 904501123 PLATE,GUY SPREADER,(600 M... | 350 904501123 PLATE,GUY SPREADER,(600 MM X 900 MM) WD | 30 | ALLRFPs\Saudi Energy\SEC RFP-C001755862\downloaded-rfp\SEC RFP-C001755862.xls
Saudi Energy | SEC RFP-C001755862 | 904501124 | 360 904501124 PLATE,GUY, TOWER,(600 MM ... | 360 904501124 PLATE,GUY, TOWER,(600 MM X 900 MM) WD X | 40 | ALLRFPs\Saudi Energy\SEC RFP-C001755862\downloaded-rfp\SEC RFP-C001755862.xls
Saudi Energy | SEC RFP-C001755862 | 904501125 | 370 904501125 PLATE,GUY, TOWER,(600 MM ... | 370 904501125 PLATE,GUY, TOWER,(600 MM X 900 MM) WD X | 20 | ALLRFPs\Saudi Energy\SEC RFP-C001755862\downloaded-rfp\SEC RFP-C001755862.xls
Saudi Energy | SEC RFP-C001755862 | 905853442 | 390 905853442 SECTION,(2 FT AND 3 IN X ... | 390 905853442 SECTION,(2 FT AND 3 IN X 2 FT AND 11 IN) | 2 | ALLRFPs\Saudi Energy\SEC RFP-C001755862\downloaded-rfp\SEC RFP-C001755862.xls
Saudi Energy | SEC RFP-C001755862 | 909204081 | 480 909204081 WASHER,LOCK,HOT DIP GALVA... | 480 909204081 WASHER,LOCK,HOT DIP GALVANIZED,1 1/16 IN | 2,000 | ALLRFPs\Saudi Energy\SEC RFP-C001755862\downloaded-rfp\SEC RFP-C001755862.xls
Saudi Energy | SEC RFP-C001755862 | 909106038 | 520 909106038 TURNBUCKLE:ADJUSTING,EYE ... | 520 909106038 TURNBUCKLE:ADJUSTING,EYE AND EYE ENDS,1. | 350 | ALLRFPs\Saudi Energy\SEC RFP-C001755862\downloaded-rfp\SEC RFP-C001755862.xls
Saudi Energy | SEC RFP-C001755862 | 909411620 | 590 909411620 SLING,WIRE ROPE,47 KN,NYL... | 590 909411620 SLING,WIRE ROPE,47 KN,NYLON SLING,#R1710 | 24 | ALLRFPs\Saudi Energy\SEC RFP-C001755862\downloaded-rfp\SEC RFP-C001755862.xls
Saudi Energy | SEC RFP-C001755862 | 909411594 | 630 909411594 YOKE,YOKE PLATE FOR TRANS... | 630 909411594 YOKE,YOKE PLATE FOR TRANSMISSION LINE,15 | 20 | ALLRFPs\Saudi Energy\SEC RFP-C001755862\downloaded-rfp\SEC RFP-C001755862.xls
Saudi Energy | SEC RFP-C001755862 | 909203870 | 940 909203870 CONTAINER,PORT,STL,4218 K... | 940 909203870 CONTAINER,PORT,STL,4218 KG,#R160016MLG | 1 | ALLRFPs\Saudi Energy\SEC RFP-C001755862\downloaded-rfp\SEC RFP-C001755862.xls
Saudi Energy | SEC RFP-C001757328 | 905767320 | 10 905767320 WIRE:THERMOCOUPLE,16 AWG ... | 10 905767320 WIRE:THERMOCOUPLE,16 AWG STR, 3PR AT 2 W | 300 | ALLRFPs\Saudi Energy\SEC RFP-C001757328\downloaded-rfp\SEC RFP-C001757328.xls
Saudi Energy | SEC RFP-C001757328 | 905748900 | 20 905748900 BOLT,MACH,STL,1/2 IN DIA,... | 20 905748900 BOLT,MACH,STL,1/2 IN DIA,1-9/16 IN LG,#0 | 20 | ALLRFPs\Saudi Energy\SEC RFP-C001757328\downloaded-rfp\SEC RFP-C001757328.xls
Saudi Energy | SEC RFP-C001757328 | 905719581 | 30 905719581 NUT:ROUND,2-3/4 IN DIA,8 ... | 30 905719581 NUT:ROUND,2-3/4 IN DIA,8 TPI, UNC,SLOTS, | 15 | ALLRFPs\Saudi Energy\SEC RFP-C001757328\downloaded-rfp\SEC RFP-C001757328.xls
Saudi Energy | SEC RFP-C001757328 | 905782862 | 40 905782862 NUT,CPLG,#PW391A452001 | 40 905782862 NUT,CPLG,#PW391A452001 | 15 | ALLRFPs\Saudi Energy\SEC RFP-C001757328\downloaded-rfp\SEC RFP-C001757328.xls
Saudi Energy | SEC RFP-C001757328 | 905782850 | 50 905782850 NUT,CPLG,BRS,8.72,#PW8003... | 50 905782850 NUT,CPLG,BRS,8.72,#PW8003D47033 | 20 | ALLRFPs\Saudi Energy\SEC RFP-C001757328\downloaded-rfp\SEC RFP-C001757328.xls
Saudi Energy | SEC RFP-C001757328 | 905782861 | 60 905782861 NUT,CPLG,#PW8003D43024 | 60 905782861 NUT,CPLG,#PW8003D43024 | 20 | ALLRFPs\Saudi Energy\SEC RFP-C001757328\downloaded-rfp\SEC RFP-C001757328.xls
Saudi Energy | SEC RFP-C001757328 | 905782554 | 70 905782554 NUT,CAP,SSTL,M48 DIA,86 M... | 70 905782554 NUT,CAP,SSTL,M48 DIA,86 MM HT,#PM0A50A00 | 20 | ALLRFPs\Saudi Energy\SEC RFP-C001757328\downloaded-rfp\SEC RFP-C001757328.xls
Saudi Energy | SEC RFP-C001757328 | 905748490 | 80 905748490 NUT:INTERNAL WRENCHING,1-... | 80 905748490 NUT:INTERNAL WRENCHING,1-3/4 IN DIA,8 TP | 10 | ALLRFPs\Saudi Energy\SEC RFP-C001757328\downloaded-rfp\SEC RFP-C001757328.xls
Saudi Energy | SEC RFP-C001757328 | 905748493 | 90 905748493 NUT:INTERNAL WRENCHING,2-... | 90 905748493 NUT:INTERNAL WRENCHING,2-1/8 IN DIA,8 UN | 13 | ALLRFPs\Saudi Energy\SEC RFP-C001757328\downloaded-rfp\SEC RFP-C001757328.xls
Saudi Energy | SEC RFP-C001757328 | 905782879 | 100 905782879 NUT,CAP,SSTL,56 MM DIA,2.... | 100 905782879 NUT,CAP,SSTL,56 MM DIA,2.6 TPI,98 MM HT | 20 | ALLRFPs\Saudi Energy\SEC RFP-C001757328\downloaded-rfp\SEC RFP-C001757328.xls
Saudi Energy | SEC RFP-C001757328 | 905782551 | 110 905782551 NUT,HEX,STL,M24 DIA,3 MM,... | 110 905782551 NUT,HEX,STL,M24 DIA,3 MM,36 MM HT,#PM0A0 | 20 | ALLRFPs\Saudi Energy\SEC RFP-C001757328\downloaded-rfp\SEC RFP-C001757328.xls
Saudi Energy | SEC RFP-C001757328 | 905745926 | 120 905745926 NUT,CAP,STL,1 IN DIA,8 TP... | 120 905745926 NUT,CAP,STL,1 IN DIA,8 TPI,6-1/2 IN HT | 13 | ALLRFPs\Saudi Energy\SEC RFP-C001757328\downloaded-rfp\SEC RFP-C001757328.xls
Saudi Energy | SEC RFP-C001757328 | 905748487 | 130 905748487 NUT:INTERNAL WRENCHING,1-... | 130 905748487 NUT:INTERNAL WRENCHING,1-3/8 IN DIA,8 UN | 11 | ALLRFPs\Saudi Energy\SEC RFP-C001757328\downloaded-rfp\SEC RFP-C001757328.xls
Saudi Energy | SEC RFP-C001757328 | 902000626 | 140 902000626 NUT:INTERNAL WRENCHING,1-... | 140 902000626 NUT:INTERNAL WRENCHING,1-3/4 IN DIA,5 UN | 7 | ALLRFPs\Saudi Energy\SEC RFP-C001757328\downloaded-rfp\SEC RFP-C001757328.xls
Saudi Energy | SEC RFP-C001757328 | 905782553 | 150 905782553 NUT,CAP,SSTL,M64 DIA,111 ... | 150 905782553 NUT,CAP,SSTL,M64 DIA,111 MM HT,#PM0A66B9 | 20 | ALLRFPs\Saudi Energy\SEC RFP-C001757328\downloaded-rfp\SEC RFP-C001757328.xls
Saudi Energy | SEC RFP-C001757328 | 905782880 | 160 905782880 NUT,CAP,SSTL,42 MM DIA,2.... | 160 905782880 NUT,CAP,SSTL,42 MM DIA,2.6 TPI,75 MM HT | 20 | ALLRFPs\Saudi Energy\SEC RFP-C001757328\downloaded-rfp\SEC RFP-C001757328.xls
Saudi Energy | SEC RFP-C001757328 | 905745950 | 170 905745950 THERMOCOUPLE:TEMPERATURE,... | 170 905745950 THERMOCOUPLE:TEMPERATURE,3,1/16 IN,8 IN, | 2 | ALLRFPs\Saudi Energy\SEC RFP-C001757328\downloaded-rfp\SEC RFP-C001757328.xls
Saudi Energy | SEC RFP-C001758774 | 902008077 | 10 902008077 CABLE:IGNITION,1/2 IN DIA... | 10 902008077 CABLE:IGNITION,1/2 IN DIA X 26 FT LG,SAE | 19 | ALLRFPs\Saudi Energy\SEC RFP-C001758774\downloaded-rfp\SEC RFP-C001758774.xls
Saudi Energy | SEC RFP-C001758774 | 900130075 | 20 900130075 BRUSH,ELEC,EXCITER,CRBN,#... | 20 900130075 BRUSH,ELEC,EXCITER,CRBN,#323B7988P07 | 2,000 | ALLRFPs\Saudi Energy\SEC RFP-C001758774\downloaded-rfp\SEC RFP-C001758774.xls
Saudi Energy | SEC RFP-C001758774 | 901207752 | 30 901207752 VALVE:RELAY,AIR,9 MM,FNPT... | 30 901207752 VALVE:RELAY,AIR,9 MM,FNPT INLET,FNPT OUT | 20 | ALLRFPs\Saudi Energy\SEC RFP-C001758774\downloaded-rfp\SEC RFP-C001758774.xls
Saudi Energy | SEC RFP-C001758774 | 901214469 | 40 901214469 VALVE,SOLN,10 MM PS,120 V... | 40 901214469 VALVE,SOLN,10 MM PS,120 V, 0.3 A,,#WL4BN | 9 | ALLRFPs\Saudi Energy\SEC RFP-C001758774\downloaded-rfp\SEC RFP-C001758774.xls
Saudi Energy | SEC RFP-C001758774 | 901304307 | 50 901304307 VALVE,SOLN,1/2 IN PS,#SS6... | 50 901304307 VALVE,SOLN,1/2 IN PS,#SS63TS833C14671 | 1 | ALLRFPs\Saudi Energy\SEC RFP-C001758774\downloaded-rfp\SEC RFP-C001758774.xls
Saudi Energy | SEC RFP-C001758774 | 902207767 | 60 902207767 VALVE,SOLN,1/2 IN PS,125V... | 60 902207767 VALVE,SOLN,1/2 IN PS,125VDC,MOLDED COIL | 1 | ALLRFPs\Saudi Energy\SEC RFP-C001758774\downloaded-rfp\SEC RFP-C001758774.xls
Saudi Energy | SEC RFP-C001758774 | 905901128 | 70 905901128 VALVE,SOLN,1/4 IN PS,39 W... | 70 905901128 VALVE,SOLN,1/4 IN PS,39 W 125 VDC,#HTDC3 | 32 | ALLRFPs\Saudi Energy\SEC RFP-C001758774\downloaded-rfp\SEC RFP-C001758774.xls
Saudi Energy | SEC RFP-C001758774 | 901215383 | 80 901215383 VALVE,BALL,TRUNNION MOUNT... | 80 901215383 VALVE,BALL,TRUNNION MOUNT,1 IN,#314A5266 | 27 | ALLRFPs\Saudi Energy\SEC RFP-C001758774\downloaded-rfp\SEC RFP-C001758774.xls
Saudi Energy | SEC RFP-C001758774 | 901303751 | 90 901303751 VALVE,BALL,2 PIECE,1 IN,C... | 90 901303751 VALVE,BALL,2 PIECE,1 IN,CLASS 150,#361A5 | 1 | ALLRFPs\Saudi Energy\SEC RFP-C001758774\downloaded-rfp\SEC RFP-C001758774.xls
Saudi Energy | SEC RFP-C001758774 | 901303752 | 100 901303752 VALVE,BALL,2 PIECE,2 IN,C... | 100 901303752 VALVE,BALL,2 PIECE,2 IN,CLASS 150,#361A5 | 1 | ALLRFPs\Saudi Energy\SEC RFP-C001758774\downloaded-rfp\SEC RFP-C001758774.xls
Saudi Energy | SEC RFP-C001758774 | 901303784 | 110 901303784 VALVE,BALL,2 PIECE,4IN,30... | 110 901303784 VALVE,BALL,2 PIECE,4IN,300 PSI,950 DEG F | 1 | ALLRFPs\Saudi Energy\SEC RFP-C001758774\downloaded-rfp\SEC RFP-C001758774.xls
Saudi Energy | SEC RFP-C001758774 | 901305176 | 120 901305176 VALVE,BALL,2 PIECE,3IN,CL... | 120 901305176 VALVE,BALL,2 PIECE,3IN,CLASS 300,#368A60 | 1 | ALLRFPs\Saudi Energy\SEC RFP-C001758774\downloaded-rfp\SEC RFP-C001758774.xls
Saudi Energy | SEC RFP-C001758774 | 901152786 | 130 901152786 VLV:BALL | 130 901152786 VLV:BALL | 2 | ALLRFPs\Saudi Energy\SEC RFP-C001758774\downloaded-rfp\SEC RFP-C001758774.xls
Saudi Energy | SEC RFP-C001758774 | 901302736 | 140 901302736 VALVE,BALL,3 PIECE,4IN,CL... | 140 901302736 VALVE,BALL,3 PIECE,4IN,CLASS 150,#ED667 | 3 | ALLRFPs\Saudi Energy\SEC RFP-C001758774\downloaded-rfp\SEC RFP-C001758774.xls
Saudi Energy | SEC RFP-C001758774 | 901226574 | 150 901226574 CIRCUIT:CONTROL,SIGNAL CO... | 150 901226574 CIRCUIT:CONTROL,SIGNAL CONDITIONER,EXCIT | 1 | ALLRFPs\Saudi Energy\SEC RFP-C001758774\downloaded-rfp\SEC RFP-C001758774.xls
Saudi Energy | SEC RFP-C001758774 | 901227237 | 160 901227237 CIRCUIT:CONTROL,PROGRAMME... | 160 901227237 CIRCUIT:CONTROL,PROGRAMMER/LAN COMMUNICA | 6 | ALLRFPs\Saudi Energy\SEC RFP-C001758774\downloaded-rfp\SEC RFP-C001758774.xls
Saudi Energy | SEC RFP-C001758774 | 901019200 | 170 901019200 SHAFT,GEAR, GEARBOXGEAR, ... | 170 901019200 SHAFT,GEAR, GEARBOXGEAR, GEARBOX,640 MM | 2 | ALLRFPs\Saudi Energy\SEC RFP-C001758774\downloaded-rfp\SEC RFP-C001758774.xls
Saudi Energy | SEC RFP-C001758774 | 901015104 | 180 901015104 PLUG,SPARK, IGNITION, COM... | 180 901015104 PLUG,SPARK, IGNITION, COMBUSTION CHAMBER | 1 | ALLRFPs\Saudi Energy\SEC RFP-C001758774\downloaded-rfp\SEC RFP-C001758774.xls
Saudi Energy | SEC RFP-C001758774 | 901148761 | 190 901148761 CARD:FUNCTION,P45 CHARGER... | 190 901148761 CARD:FUNCTION,P45 CHARGER CONTROL CARD,2 | 2 | ALLRFPs\Saudi Energy\SEC RFP-C001758774\downloaded-rfp\SEC RFP-C001758774.xls
Saudi Energy | SEC RFP-C001759047 | 902008616 | 10 902008616 CABLE:IGNITION,(13 MM X 1... | 10 902008616 CABLE:IGNITION,(13 MM X 14 MM X 22 MM) D | 2 | ALLRFPs\Saudi Energy\SEC RFP-C001759047\downloaded-rfp\SEC RFP-C001759047.xls
Saudi Energy | SEC RFP-C001759047 | 901402406 | 20 901402406 GAUGE,DIFF PRESS,0 TO 10 ... | 20 901402406 GAUGE,DIFF PRESS,0 TO 10 INCHES OF WATER | 6 | ALLRFPs\Saudi Energy\SEC RFP-C001759047\downloaded-rfp\SEC RFP-C001759047.xls
Saudi Energy | SEC RFP-C001759047 | 902012424 | 30 902012424 RING,FUEL NOZZLE,1-1/2 IN... | 30 902012424 RING,FUEL NOZZLE,1-1/2 IN ID X 2-1/4 IN | 60 | ALLRFPs\Saudi Energy\SEC RFP-C001759047\downloaded-rfp\SEC RFP-C001759047.xls
Saudi Energy | SEC RFP-C001759047 | 905897266 | 40 905897266 RETAINER,CROSSFIRE TUBE,C... | 40 905897266 RETAINER,CROSSFIRE TUBE,COMBUSTION CHAMB | 60 | ALLRFPs\Saudi Energy\SEC RFP-C001759047\downloaded-rfp\SEC RFP-C001759047.xls
Saudi Energy | SEC RFP-C001759047 | 901019014 | 50 901019014 SEAL,SHROUD, 2ND STG,(1-1... | 50 901019014 SEAL,SHROUD, 2ND STG,(1-1/4 IN X 3/4 IN) | 6 | ALLRFPs\Saudi Energy\SEC RFP-C001759047\downloaded-rfp\SEC RFP-C001759047.xls
Saudi Energy | SEC RFP-C001759047 | 901019013 | 60 901019013 SEAL,SHROUD 3RD STAGE,(3/... | 60 901019013 SEAL,SHROUD 3RD STAGE,(3/4 IN X 1-1/4 IN | 6 | ALLRFPs\Saudi Energy\SEC RFP-C001759047\downloaded-rfp\SEC RFP-C001759047.xls
Saudi Energy | SEC RFP-C001759047 | 901019140 | 70 901019140 GASKET,EXHAUST PLENUM,STR... | 70 901019140 GASKET,EXHAUST PLENUM,STRIP,185 MM WD X | 15 | ALLRFPs\Saudi Energy\SEC RFP-C001759047\downloaded-rfp\SEC RFP-C001759047.xls
Saudi Energy | SEC RFP-C001759047 | 902012149 | 80 902012149 GASKET,PIPING ARRANGEMENT... | 80 902012149 GASKET,PIPING ARRANGEMENT,SPIRAL WOUND,7 | 48 | ALLRFPs\Saudi Energy\SEC RFP-C001759047\downloaded-rfp\SEC RFP-C001759047.xls
Saudi Energy | SEC RFP-C001759047 | 902010047 | 90 902010047 PLATE,EXHAUST PLENUM,GAS ... | 90 902010047 PLATE,EXHAUST PLENUM,GAS TURBINE,182 MM | 78 | ALLRFPs\Saudi Energy\SEC RFP-C001759047\downloaded-rfp\SEC RFP-C001759047.xls
Saudi Energy | SEC RFP-C001759047 | 901019086 | 100 901019086 PLATE,LOCK,TRANSITION PIE... | 100 901019086 PLATE,LOCK,TRANSITION PIECE,GAS TURBINE, | 30 | ALLRFPs\Saudi Energy\SEC RFP-C001759047\downloaded-rfp\SEC RFP-C001759047.xls
Saudi Energy | SEC RFP-C001759047 | 901019084 | 110 901019084 PLATE,LOCK,TRANSITION PIE... | 110 901019084 PLATE,LOCK,TRANSITION PIECE,GAS TURBINE, | 30 | ALLRFPs\Saudi Energy\SEC RFP-C001759047\downloaded-rfp\SEC RFP-C001759047.xls
Saudi Energy | SEC RFP-C001759047 | 902000069 | 120 902000069 PIN,RETAINING NOZZLE,GAS ... | 120 902000069 PIN,RETAINING NOZZLE,GAS TURBINE,(31 MM | 48 | ALLRFPs\Saudi Energy\SEC RFP-C001759047\downloaded-rfp\SEC RFP-C001759047.xls
Saudi Energy | SEC RFP-C001759047 | 901019100 | 130 901019100 PIN,BUCKET PLATFORM SEAL,... | 130 901019100 PIN,BUCKET PLATFORM SEAL,GAS TURBINE,3/8 | 276 | ALLRFPs\Saudi Energy\SEC RFP-C001759047\downloaded-rfp\SEC RFP-C001759047.xls
Saudi Energy | SEC RFP-C001759047 | 902001623 | 140 902001623 PIN,LOCKING,ROTOR BUCKET,... | 140 902001623 PIN,LOCKING,ROTOR BUCKET,GAS TURBINE,3 M | 6 | ALLRFPs\Saudi Energy\SEC RFP-C001759047\downloaded-rfp\SEC RFP-C001759047.xls
Saudi Energy | SEC RFP-C001759047 | 902000727 | 150 902000727 PIN,LOCKING,ROTOR BUCKET,... | 150 902000727 PIN,LOCKING,ROTOR BUCKET,GAS TURBINE,5/1 | 6 | ALLRFPs\Saudi Energy\SEC RFP-C001759047\downloaded-rfp\SEC RFP-C001759047.xls
Saudi Energy | SEC RFP-C001759047 | 902000366 | 160 902000366 SCREW,CAP,ASTL QUENCHED A... | 160 902000366 SCREW,CAP,ASTL QUENCHED AND TEMPERED,#N1 | 60 | ALLRFPs\Saudi Energy\SEC RFP-C001759047\downloaded-rfp\SEC RFP-C001759047.xls
Saudi Energy | SEC RFP-C001759047 | 901019070 | 170 901019070 GASKET,FUEL NOFUEL NOZZL,... | 170 901019070 GASKET,FUEL NOFUEL NOZZL,SPIRAL WOUND,7- | 60 | ALLRFPs\Saudi Energy\SEC RFP-C001759047\downloaded-rfp\SEC RFP-C001759047.xls
Saudi Energy | SEC RFP-C001759047 | 902008234 | 180 902008234 CABLE:INSTRUMENTATION,VIB... | 180 902008234 CABLE:INSTRUMENTATION,VIBRATION SENSOR,3 | 10 | ALLRFPs\Saudi Energy\SEC RFP-C001759047\downloaded-rfp\SEC RFP-C001759047.xls
Saudi Energy | SEC RFP-C001759047 | 902008785 | 190 902008785 CABLE:IGNITION,(6 MM X 8 ... | 190 902008785 CABLE:IGNITION,(6 MM X 8 MM X 13 MM) DIA | 6 | ALLRFPs\Saudi Energy\SEC RFP-C001759047\downloaded-rfp\SEC RFP-C001759047.xls
Saudi Energy | SEC RFP-C001759047 | 901329069 | 200 901329069 KIT,TRANSITION PIECE,GAS ... | 200 901329069 KIT,TRANSITION PIECE,GAS TURBINE,SHIM | 49 | ALLRFPs\Saudi Energy\SEC RFP-C001759047\downloaded-rfp\SEC RFP-C001759047.xls
Saudi Energy | SEC RFP-C001759047 | 901231103 | 210 901231103 TRANSDUCER:SPEED,1.8 MM (... | 210 901231103 TRANSDUCER:SPEED,1.8 MM (70 MILS) PEAK T | 15 | ALLRFPs\Saudi Energy\SEC RFP-C001759047\downloaded-rfp\SEC RFP-C001759047.xls
Saudi Energy | SEC RFP-C001759047 | 901100766 | 220 901100766 DEVELOPER:PENETRANT TESTI... | 220 901100766 DEVELOPER:PENETRANT TESTING,RED COLORED | 7 | ALLRFPs\Saudi Energy\SEC RFP-C001759047\downloaded-rfp\SEC RFP-C001759047.xls
Saudi Energy | SEC RFP-C001759047 | 901100767 | 230 901100767 DEVELOPER:PENETRANT TESTI... | 230 901100767 DEVELOPER:PENETRANT TESTING,DRY WHITE PO | 30 | ALLRFPs\Saudi Energy\SEC RFP-C001759047\downloaded-rfp\SEC RFP-C001759047.xls
Saudi Energy | SEC RFP-C001759515 | 902008993 | 10 902008993 GAUGE,COMB,0 TO 14 KG/SQC... | 10 902008993 GAUGE,COMB,0 TO 14 KG/SQCM RANGE A,#225A | 4 | ALLRFPs\Saudi Energy\SEC RFP-C001759515\downloaded-rfp\SEC RFP-C001759515.xls
Saudi Energy | SEC RFP-C001759515 | 906002782 | 20 906002782 BREAKER,CRCT,MTR,IEC 947.... | 20 906002782 BREAKER,CRCT,MTR,IEC 947.2,3 POLE,#NS100 | 1 | ALLRFPs\Saudi Energy\SEC RFP-C001759515\downloaded-rfp\SEC RFP-C001759515.xls
Saudi Energy | SEC RFP-C001759515 | 902008785 | 30 902008785 CABLE:IGNITION,(6 MM X 8 ... | 30 902008785 CABLE:IGNITION,(6 MM X 8 MM X 13 MM) DIA | 15 | ALLRFPs\Saudi Energy\SEC RFP-C001759515\downloaded-rfp\SEC RFP-C001759515.xls
Saudi Energy | SEC RFP-C001759515 | 902008492 | 40 902008492 CABLE:INSTRUMENTATION,VIB... | 40 902008492 CABLE:INSTRUMENTATION,VIBRATION PROBE,8 | 6 | ALLRFPs\Saudi Energy\SEC RFP-C001759515\downloaded-rfp\SEC RFP-C001759515.xls
Saudi Energy | SEC RFP-C001759515 | 905840593 | 50 905840593 CABLE,ELEC,CU,XLPE,16SQMM... | 50 905840593 CABLE,ELEC,CU,XLPE,16SQMM,4C,7 STRAND,#C | 149 | ALLRFPs\Saudi Energy\SEC RFP-C001759515\downloaded-rfp\SEC RFP-C001759515.xls
Saudi Energy | SEC RFP-C001759515 | 905845798 | 60 905845798 CABLE,ELEC,CU,XLPE,50SQMM... | 60 905845798 CABLE,ELEC,CU,XLPE,50SQMM,1 | 205 | ALLRFPs\Saudi Energy\SEC RFP-C001759515\downloaded-rfp\SEC RFP-C001759515.xls
Saudi Energy | SEC RFP-C001759515 | 905942348 | 70 905942348 CABLE:IGNITION,1/2 IN DIA... | 70 905942348 CABLE:IGNITION,1/2 IN DIA X 12 FT LG,25 | 2 | ALLRFPs\Saudi Energy\SEC RFP-C001759515\downloaded-rfp\SEC RFP-C001759515.xls
Saudi Energy | SEC RFP-C001759515 | 902008381 | 80 902008381 CABLE:IGNITION,(2 MM X 10... | 80 902008381 CABLE:IGNITION,(2 MM X 10 MM) DIA X 3 M | 13 | ALLRFPs\Saudi Energy\SEC RFP-C001759515\downloaded-rfp\SEC RFP-C001759515.xls
Saudi Energy | SEC RFP-C001759515 | 902504243 | 90 902504243 CONTACTOR,MTR,690 V LV,95... | 90 902504243 CONTACTOR,MTR,690 V LV,95KV,3 POLE,#LC1D | 4 | ALLRFPs\Saudi Energy\SEC RFP-C001759515\downloaded-rfp\SEC RFP-C001759515.xls
Saudi Energy | SEC RFP-C001759515 | 905899558 | 100 905899558 CONTACTOR,MTR,NEMA/IEC S3... | 100 905899558 CONTACTOR,MTR,NEMA/IEC S3,690 V AC LV,58 | 4 | ALLRFPs\Saudi Energy\SEC RFP-C001759515\downloaded-rfp\SEC RFP-C001759515.xls
Saudi Energy | SEC RFP-C001759972 | 901013013 | 10 901013013 PIN,SHANK SEAL,ROTOR BUCK... | 10 901013013 PIN,SHANK SEAL,ROTOR BUCKET,GAS TURBINE, | 184 | ALLRFPs\Saudi Energy\SEC RFP-C001759972\downloaded-rfp\SEC RFP-C001759972.xls
Saudi Energy | SEC RFP-C001759972 | 901013018 | 20 901013018 SCREW,CAP,ASTL,5/8 IN DIA... | 20 901013018 SCREW,CAP,ASTL,5/8 IN DIA,11 UNC,#239B52 | 190 | ALLRFPs\Saudi Energy\SEC RFP-C001759972\downloaded-rfp\SEC RFP-C001759972.xls
Saudi Energy | SEC RFP-C001759972 | 901013020 | 30 901013020 NUT,LOCK,ASTL,3/4 IN DIA,... | 30 901013020 NUT,LOCK,ASTL,3/4 IN DIA,10 TPI,FLG LK | 6 | ALLRFPs\Saudi Energy\SEC RFP-C001759972\downloaded-rfp\SEC RFP-C001759972.xls
Saudi Energy | SEC RFP-C001759972 | 901013058 | 40 901013058 PIN,DOWEL,CASE ARRANGEMEN... | 40 901013058 PIN,DOWEL,CASE ARRANGEMENT,GAS TURBINE,3 | 40 | ALLRFPs\Saudi Energy\SEC RFP-C001759972\downloaded-rfp\SEC RFP-C001759972.xls
Saudi Energy | SEC RFP-C001759972 | 901013074 | 50 901013074 PIN,CYLINDRICAL,CASE ARRA... | 50 901013074 PIN,CYLINDRICAL,CASE ARRANGEMENT,GAS TUR | 48 | ALLRFPs\Saudi Energy\SEC RFP-C001759972\downloaded-rfp\SEC RFP-C001759972.xls
Saudi Energy | SEC RFP-C001759972 | 901018003 | 60 901018003 CAP,NOZZLE TIP,FUEL OIL N... | 60 901018003 CAP,NOZZLE TIP,FUEL OIL NOZZLE, GAS TURB | 90 | ALLRFPs\Saudi Energy\SEC RFP-C001759972\downloaded-rfp\SEC RFP-C001759972.xls
Saudi Energy | SEC RFP-C001759972 | 901018025 | 70 901018025 COVER,INSULATION,TURBINE ... | 70 901018025 COVER,INSULATION,TURBINE NOZZLE,210 MM W | 4 | ALLRFPs\Saudi Energy\SEC RFP-C001759972\downloaded-rfp\SEC RFP-C001759972.xls
Saudi Energy | SEC RFP-C001759972 | 905897263 | 80 905897263 TUBE:CROSS-FIRE,51 MM ID ... | 80 905897263 TUBE:CROSS-FIRE,51 MM ID X (57 MM X 72 M | 9 | ALLRFPs\Saudi Energy\SEC RFP-C001759972\downloaded-rfp\SEC RFP-C001759972.xls
Saudi Energy | SEC RFP-C001759972 | 901018040 | 90 901018040 SUPPORT,NOZZLE,STL,2 IN W... | 90 901018040 SUPPORT,NOZZLE,STL,2 IN WD X 7 IN LG X 1 | 8 | ALLRFPs\Saudi Energy\SEC RFP-C001759972\downloaded-rfp\SEC RFP-C001759972.xls
Saudi Energy | SEC RFP-C001759972 | 901018041 | 100 901018041 CLAMP,NOZZLE,7-1/8 IN WD ... | 100 901018041 CLAMP,NOZZLE,7-1/8 IN WD X 4-1/16 IN HT | 4 | ALLRFPs\Saudi Energy\SEC RFP-C001759972\downloaded-rfp\SEC RFP-C001759972.xls
Saudi Energy | SEC RFP-C001759972 | 901018056 | 110 901018056 PLATE,LOCK,TURBINE SHELL,... | 110 901018056 PLATE,LOCK,TURBINE SHELL,GAS TURBINE,25 | 20 | ALLRFPs\Saudi Energy\SEC RFP-C001759972\downloaded-rfp\SEC RFP-C001759972.xls
Saudi Energy | SEC RFP-C001759972 | 905897266 | 120 905897266 RETAINER,CROSSFIRE TUBE,C... | 120 905897266 RETAINER,CROSSFIRE TUBE,COMBUSTION CHAMB | 40 | ALLRFPs\Saudi Energy\SEC RFP-C001759972\downloaded-rfp\SEC RFP-C001759972.xls
Saudi Energy | SEC RFP-C001759972 | 901018060 | 130 901018060 COVER,INSULATION,GAS TURB... | 130 901018060 COVER,INSULATION,GAS TURBINE,211 MM WD X | 6 | ALLRFPs\Saudi Energy\SEC RFP-C001759972\downloaded-rfp\SEC RFP-C001759972.xls
Saudi Energy | SEC RFP-C001759972 | 901019010 | 140 901019010 SEAL,SHROUD 3RD STAGE,(3/... | 140 901019010 SEAL,SHROUD 3RD STAGE,(3/4 IN X 1-1/4 IN | 32 | ALLRFPs\Saudi Energy\SEC RFP-C001759972\downloaded-rfp\SEC RFP-C001759972.xls
Saudi Energy | SEC RFP-C001759972 | 901019095 | 150 901019095 STRIP,CLOTH SHROUD,TACK,1... | 150 901019095 STRIP,CLOTH SHROUD,TACK,19.5 MM WD X 93 | 96 | ALLRFPs\Saudi Energy\SEC RFP-C001759972\downloaded-rfp\SEC RFP-C001759972.xls
Saudi Energy | SEC RFP-C001759972 | 901019097 | 160 901019097 STRIP,CLOTH SHROUD,TACK,1... | 160 901019097 STRIP,CLOTH SHROUD,TACK,19.5 MM WD X 94 | 5 | ALLRFPs\Saudi Energy\SEC RFP-C001759972\downloaded-rfp\SEC RFP-C001759972.xls
Saudi Energy | SEC RFP-C001759972 | 901400320 | 170 901400320 NOZZLE,GAS TURBINE COMBUS... | 170 901400320 NOZZLE,GAS TURBINE COMBUSTOR,29 MM OD X | 80 | ALLRFPs\Saudi Energy\SEC RFP-C001759972\downloaded-rfp\SEC RFP-C001759972.xls
Saudi Energy | SEC RFP-C001759972 | 902000020 | 180 902000020 PIN,BUCKET SEAL SHANK,GAS... | 180 902000020 PIN,BUCKET SEAL SHANK,GASTURBINE,3/16 IN | 184 | ALLRFPs\Saudi Energy\SEC RFP-C001759972\downloaded-rfp\SEC RFP-C001759972.xls
Saudi Energy | SEC RFP-C001759972 | 902000169 | 190 902000169 PIN,SEAL,BOROSCOPE,(1X1-1... | 190 902000169 PIN,SEAL,BOROSCOPE,(1X1-1/8) IN DIA,6 IN | 2 | ALLRFPs\Saudi Energy\SEC RFP-C001759972\downloaded-rfp\SEC RFP-C001759972.xls
Saudi Energy | SEC RFP-C001759972 | 902000267 | 200 902000267 STUD,TURB,STL,1-1/2 IN DI... | 200 902000267 STUD,TURB,STL,1-1/2 IN DIA,8 TPI,#156A15 | 4 | ALLRFPs\Saudi Energy\SEC RFP-C001759972\downloaded-rfp\SEC RFP-C001759972.xls
Saudi Energy | SEC RFP-C001759972 | 902000289 | 210 902000289 SCREW,CAP,STL,3/4 IN DIA,... | 210 902000289 SCREW,CAP,STL,3/4 IN DIA,10 UNC-2A,#N733 | 570 | ALLRFPs\Saudi Energy\SEC RFP-C001759972\downloaded-rfp\SEC RFP-C001759972.xls
Saudi Energy | SEC RFP-C001759972 | 902000339 | 220 902000339 SCREW,CAP,CSTL,1/2 IN DIA... | 220 902000339 SCREW,CAP,CSTL,1/2 IN DIA,13 UNC,#293A09 | 50 | ALLRFPs\Saudi Energy\SEC RFP-C001759972\downloaded-rfp\SEC RFP-C001759972.xls
Saudi Energy | SEC RFP-C001759972 | 902000509 | 230 902000509 NUT,LOCK,STL,1-1/2 IN DIA... | 230 902000509 NUT,LOCK,STL,1-1/2 IN DIA,8 UNC,FLG LK | 20 | ALLRFPs\Saudi Energy\SEC RFP-C001759972\downloaded-rfp\SEC RFP-C001759972.xls
Saudi Energy | SEC RFP-C001759972 | 902000558 | 240 902000558 STUD,TURB,STL,1 IN DIA,8 ... | 240 902000558 STUD,TURB,STL,1 IN DIA,8 UNC,9-3/4 IN LG | 4 | ALLRFPs\Saudi Energy\SEC RFP-C001759972\downloaded-rfp\SEC RFP-C001759972.xls
Saudi Energy | SEC RFP-C001759972 | 902000616 | 250 902000616 PIN,DOWEL,CASE ARRANGMENT... | 250 902000616 PIN,DOWEL,CASE ARRANGMENT,GAS TURBINE,3/ | 8 | ALLRFPs\Saudi Energy\SEC RFP-C001759972\downloaded-rfp\SEC RFP-C001759972.xls
Saudi Energy | SEC RFP-C001759972 | 902000727 | 260 902000727 PIN,LOCKING,ROTOR BUCKET,... | 260 902000727 PIN,LOCKING,ROTOR BUCKET,GAS TURBINE,5/1 | 1 | ALLRFPs\Saudi Energy\SEC RFP-C001759972\downloaded-rfp\SEC RFP-C001759972.xls
Saudi Energy | SEC RFP-C001759972 | 902000729 | 270 902000729 STUD,TURB,ASTL,1-1/4 IN D... | 270 902000729 STUD,TURB,ASTL,1-1/4 IN DIA,8 UN,#156A15 | 4 | ALLRFPs\Saudi Energy\SEC RFP-C001759972\downloaded-rfp\SEC RFP-C001759972.xls
Saudi Energy | SEC RFP-C001759972 | 902000961 | 280 902000961 STUD,TURB,ASTL,1-1/4 IN D... | 280 902000961 STUD,TURB,ASTL,1-1/4 IN DIA,8 UN,#156A15 | 7 | ALLRFPs\Saudi Energy\SEC RFP-C001759972\downloaded-rfp\SEC RFP-C001759972.xls
Saudi Energy | SEC RFP-C001759972 | 902001109 | 290 902001109 SCREW,CAP,#N22P25012 | 290 902001109 SCREW,CAP,#N22P25012 | 110 | ALLRFPs\Saudi Energy\SEC RFP-C001759972\downloaded-rfp\SEC RFP-C001759972.xls
Saudi Energy | SEC RFP-C001759972 | 902001130 | 300 902001130 SCREW,CAP,ASTL,1-1/2 IN D... | 300 902001130 SCREW,CAP,ASTL,1-1/2 IN DIA,8 TPI,#N733A | 6 | ALLRFPs\Saudi Energy\SEC RFP-C001759972\downloaded-rfp\SEC RFP-C001759972.xls
Saudi Energy | SEC RFP-C001759972 | 902001149 | 310 902001149 SCR:CAP,ASTL QUENCHED AND... | 310 902001149 SCR:CAP,ASTL QUENCHED AND TEMPERED,3/4 I | 21 | ALLRFPs\Saudi Energy\SEC RFP-C001759972\downloaded-rfp\SEC RFP-C001759972.xls
Saudi Energy | SEC RFP-C001759972 | 902001359 | 320 902001359 SCREW,CAP,ASTL,3/4 IN DIA... | 320 902001359 SCREW,CAP,ASTL,3/4 IN DIA,10 UNC-2A/3A | 6 | ALLRFPs\Saudi Energy\SEC RFP-C001759972\downloaded-rfp\SEC RFP-C001759972.xls
Saudi Energy | SEC RFP-C001759972 | 902001623 | 330 902001623 PIN,LOCKING,ROTOR BUCKET,... | 330 902001623 PIN,LOCKING,ROTOR BUCKET,GAS TURBINE,3 M | 1 | ALLRFPs\Saudi Energy\SEC RFP-C001759972\downloaded-rfp\SEC RFP-C001759972.xls
Saudi Energy | SEC RFP-C001759972 | 902001832 | 340 902001832 SCR:CAP,ASTL QUENCHED AND... | 340 902001832 SCR:CAP,ASTL QUENCHED AND TEMPERED,1/2 I | 4 | ALLRFPs\Saudi Energy\SEC RFP-C001759972\downloaded-rfp\SEC RFP-C001759972.xls
Saudi Energy | SEC RFP-C001759972 | 902004025 | 350 902004025 BEARING:PLAIN,SPLIT,JOURN... | 350 902004025 BEARING:PLAIN,SPLIT,JOURNAL AND THRUST,4 | 9 | ALLRFPs\Saudi Energy\SEC RFP-C001759972\downloaded-rfp\SEC RFP-C001759972.xls
Saudi Energy | SEC RFP-C001759972 | 902004052 | 360 902004052 DEFLECTOR:FLUID,OIL,102 M... | 360 902004052 DEFLECTOR:FLUID,OIL,102 MM ID X 210 MM O | 6 | ALLRFPs\Saudi Energy\SEC RFP-C001759972\downloaded-rfp\SEC RFP-C001759972.xls
Saudi Energy | SEC RFP-C001759972 | 902004168 | 370 902004168 INSULATION:THERMAL,TURBIN... | 370 902004168 INSULATION:THERMAL,TURBINE SHELL,STL HOU | 8 | ALLRFPs\Saudi Energy\SEC RFP-C001759972\downloaded-rfp\SEC RFP-C001759972.xls
Saudi Energy | SEC RFP-C001759972 | 902004211 | 380 902004211 INSULATION:THERMAL,TURBIN... | 380 902004211 INSULATION:THERMAL,TURBINE SHELL,STL HOU | 2 | ALLRFPs\Saudi Energy\SEC RFP-C001759972\downloaded-rfp\SEC RFP-C001759972.xls
Saudi Energy | SEC RFP-C001759972 | 902004391 | 390 902004391 COVER,INSULATION,TURBINE ... | 390 902004391 COVER,INSULATION,TURBINE NOZZLE,157 MM W | 4 | ALLRFPs\Saudi Energy\SEC RFP-C001759972\downloaded-rfp\SEC RFP-C001759972.xls
Saudi Energy | SEC RFP-C001759972 | 902008273 | 400 902008273 DETECTOR,FIRE PROT,FIRE,7... | 400 902008273 DETECTOR,FIRE PROT,FIRE,725 DEG F,#17343 | 20 | ALLRFPs\Saudi Energy\SEC RFP-C001759972\downloaded-rfp\SEC RFP-C001759972.xls
Saudi Energy | SEC RFP-C001759972 | 902010002 | 410 902010002 LOCK:EQUIPMENT,TWIST,SSTL... | 410 902010002 LOCK:EQUIPMENT,TWIST,SSTL,(6.5 MM X 20 M | 184 | ALLRFPs\Saudi Energy\SEC RFP-C001759972\downloaded-rfp\SEC RFP-C001759972.xls
Saudi Energy | SEC RFP-C001759972 | 902010047 | 420 902010047 PLATE,EXHAUST PLENUM,GAS ... | 420 902010047 PLATE,EXHAUST PLENUM,GAS TURBINE,182 MM | 8 | ALLRFPs\Saudi Energy\SEC RFP-C001759972\downloaded-rfp\SEC RFP-C001759972.xls
Saudi Energy | SEC RFP-C001759972 | 902010091 | 430 902010091 PLUG,BORESCOPE,GAS TURBIN... | 430 902010091 PLUG,BORESCOPE,GAS TURBINE,1/2 IN,SSTL,A | 2 | ALLRFPs\Saudi Energy\SEC RFP-C001759972\downloaded-rfp\SEC RFP-C001759972.xls
Saudi Energy | SEC RFP-C001759972 | 902010226 | 440 902010226 INSERT,THREADED,WIRE LOCK... | 440 902010226 INSERT,THREADED,WIRE LOCKING,HELICOIL,3/ | 48 | ALLRFPs\Saudi Energy\SEC RFP-C001759972\downloaded-rfp\SEC RFP-C001759972.xls
Saudi Energy | SEC RFP-C001759972 | 902012037 | 450 902012037 DEFLECTOR:FLUID,OIL,345 M... | 450 902012037 DEFLECTOR:FLUID,OIL,345 MM ID X 420 MM O | 2 | ALLRFPs\Saudi Energy\SEC RFP-C001759972\downloaded-rfp\SEC RFP-C001759972.xls
Saudi Energy | SEC RFP-C001759972 | 902012060 | 460 902012060 SEAL,STATIONARY OIL,10 IN... | 460 902012060 SEAL,STATIONARY OIL,10 IN ID X 1 FT OD X | 4 | ALLRFPs\Saudi Energy\SEC RFP-C001759972\downloaded-rfp\SEC RFP-C001759972.xls
Saudi Energy | SEC RFP-C001759972 | 902012115 | 470 902012115 GSKT:BULK NOUN | 470 902012115 GSKT:BULK NOUN | 90 | ALLRFPs\Saudi Energy\SEC RFP-C001759972\downloaded-rfp\SEC RFP-C001759972.xls
Saudi Energy | SEC RFP-C001759972 | 902012142 | 480 902012142 GASKET,FUEL OIL SYSTEM AN... | 480 902012142 GASKET,FUEL OIL SYSTEM AND ATOMIZING AIR | 41 | ALLRFPs\Saudi Energy\SEC RFP-C001759972\downloaded-rfp\SEC RFP-C001759972.xls
Saudi Energy | SEC RFP-C001759972 | 902012160 | 490 902012160 GASKET,PIPING ARRANGEMENT... | 490 902012160 GASKET,PIPING ARRANGEMENT,SPIRAL WOUND,2 | 90 | ALLRFPs\Saudi Energy\SEC RFP-C001759972\downloaded-rfp\SEC RFP-C001759972.xls
Saudi Energy | SEC RFP-C001759972 | 902012173 | 500 902012173 GASKET,PIPING ARRANGEMENT... | 500 902012173 GASKET,PIPING ARRANGEMENT,SPIRAL WOUND,F | 4 | ALLRFPs\Saudi Energy\SEC RFP-C001759972\downloaded-rfp\SEC RFP-C001759972.xls
Saudi Energy | SEC RFP-C001759972 | 902012343 | 510 902012343 GASKET,FLEXITALLIC CG,2-1... | 510 902012343 GASKET,FLEXITALLIC CG,2-1/8 IN ID X 3-3/ | 45 | ALLRFPs\Saudi Energy\SEC RFP-C001759972\downloaded-rfp\SEC RFP-C001759972.xls
Saudi Energy | SEC RFP-C001759972 | 902012814 | 520 902012814 GASKET,PIPING,SPIRAL WOUN... | 520 902012814 GASKET,PIPING,SPIRAL WOUND,FLEXITALLIC C | 4 | ALLRFPs\Saudi Energy\SEC RFP-C001759972\downloaded-rfp\SEC RFP-C001759972.xls
Saudi Energy | SEC RFP-C001759972 | 902016000 | 530 902016000 SCREW,CAP,ASTL QUENCHED A... | 530 902016000 SCREW,CAP,ASTL QUENCHED AND TEMPERED,#N1 | 46 | ALLRFPs\Saudi Energy\SEC RFP-C001759972\downloaded-rfp\SEC RFP-C001759972.xls
Saudi Energy | SEC RFP-C001759972 | 902503417 | 540 902503417 SCREW,CAP,STL,18 MM DIA,2... | 540 902503417 SCREW,CAP,STL,18 MM DIA,2.5 MM,80 MM LG | 11 | ALLRFPs\Saudi Energy\SEC RFP-C001759972\downloaded-rfp\SEC RFP-C001759972.xls
Saudi Energy | SEC RFP-C001759972 | 902504013 | 550 902504013 SCREW,CAP,STL,5/8 IN DIA,... | 550 902504013 SCREW,CAP,STL,5/8 IN DIA,11 TPI,3IN LG | 40 | ALLRFPs\Saudi Energy\SEC RFP-C001759972\downloaded-rfp\SEC RFP-C001759972.xls
Saudi Energy | SEC RFP-C001759972 | 902507268 | 560 902507268 COUPLING,SHAFT,HALF,STL,1... | 560 902507268 COUPLING,SHAFT,HALF,STL,1-1/4 IN BORE,#1 | 8 | ALLRFPs\Saudi Energy\SEC RFP-C001759972\downloaded-rfp\SEC RFP-C001759972.xls
Saudi Energy | SEC RFP-C001759972 | 901013032 | 570 901013032 NUT:FLANGE,1-1/2 IN DIA,8... | 570 901013032 NUT:FLANGE,1-1/2 IN DIA,8 TPI,STL,CEN EN | 5 | ALLRFPs\Saudi Energy\SEC RFP-C001759972\downloaded-rfp\SEC RFP-C001759972.xls
Saudi Energy | SEC RFP-C001759972 | 905941213 | 580 905941213 PIN,THREADED,GAS TURBINE,... | 580 905941213 PIN,THREADED,GAS TURBINE,10 MM DIA,115 M | 48 | ALLRFPs\Saudi Energy\SEC RFP-C001759972\downloaded-rfp\SEC RFP-C001759972.xls
Saudi Energy | SEC RFP-C001759972 | 901019188 | 590 901019188 O-RING,17.17 MM ID,20.73 ... | 590 901019188 O-RING,17.17 MM ID,20.73 MM OD,1.78 MM ( | 60 | ALLRFPs\Saudi Energy\SEC RFP-C001759972\downloaded-rfp\SEC RFP-C001759972.xls
Saudi Energy | SEC RFP-C001759976 | 902000832 | 10 902000832 NUT,LOCK,ASTL,1-1/4 IN DI... | 10 902000832 NUT,LOCK,ASTL,1-1/4 IN DIA,8 TPI,FLG LK | 100 | ALLRFPs\Saudi Energy\SEC RFP-C001759976\downloaded-rfp\SEC RFP-C001759976.xls
Saudi Energy | SEC RFP-C001759976 | 905502492 | 20 905502492 COUPLING,SHAFT,NYL,2-7/8 ... | 20 905502492 COUPLING,SHAFT,NYL,2-7/8 IN BORE,#697904 | 17 | ALLRFPs\Saudi Energy\SEC RFP-C001759976\downloaded-rfp\SEC RFP-C001759976.xls
Saudi Energy | SEC RFP-C001759976 | 905913928 | 30 905913928 SHIM:CLEARANCE ADJUSTING,... | 30 905913928 SHIM:CLEARANCE ADJUSTING,0.50 MM THK,114 | 13 | ALLRFPs\Saudi Energy\SEC RFP-C001759976\downloaded-rfp\SEC RFP-C001759976.xls
Saudi Energy | SEC RFP-C001759976 | 905915407 | 40 905915407 VALVE,SOLN,1/2 IN PS,20.6... | 40 905915407 VALVE,SOLN,1/2 IN PS,20.6 W,125 VDC,#HC8 | 2 | ALLRFPs\Saudi Energy\SEC RFP-C001759976\downloaded-rfp\SEC RFP-C001759976.xls
Saudi Energy | SEC RFP-C001759976 | 901109931 | 50 901109931 VALVE,SOLN,3/8 IN PS,20.6... | 50 901109931 VALVE,SOLN,3/8 IN PS,20.6 W 125 VDC,#HC8 | 2 | ALLRFPs\Saudi Energy\SEC RFP-C001759976\downloaded-rfp\SEC RFP-C001759976.xls
Saudi Energy | SEC RFP-C001759976 | 905837535 | 60 905837535 VENT:FLUID,PUMP,10 MM ID ... | 60 905837535 VENT:FLUID,PUMP,10 MM ID X (17 MM X 28.3 | 26 | ALLRFPs\Saudi Energy\SEC RFP-C001759976\downloaded-rfp\SEC RFP-C001759976.xls
Saudi Energy | SEC RFP-C001759976 | 902005122 | 70 902005122 VALVE,CHECK,SPRING LOADED... | 70 902005122 VALVE,CHECK,SPRING LOADED,5/8 IN X 1 IN | 8 | ALLRFPs\Saudi Energy\SEC RFP-C001759976\downloaded-rfp\SEC RFP-C001759976.xls
Saudi Energy | SEC RFP-C001759976 | 905532609 | 80 905532609 DIAPHRAGM,AIR FILTER,46 M... | 80 905532609 DIAPHRAGM,AIR FILTER,46 MM ID X 115 MM O | 1,350 | ALLRFPs\Saudi Energy\SEC RFP-C001759976\downloaded-rfp\SEC RFP-C001759976.xls
Saudi Energy | SEC RFP-C001759976 | 905896939 | 90 905896939 INSERT,THREADED,WIRE LOCK... | 90 905896939 INSERT,THREADED,WIRE LOCKING,HELICOIL,1- | 26 | ALLRFPs\Saudi Energy\SEC RFP-C001759976\downloaded-rfp\SEC RFP-C001759976.xls
Saudi Energy | SEC RFP-C001759976 | 901106997 | 100 901106997 PLATFORM:EQUIPMENT,TRANSI... | 100 901106997 PLATFORM:EQUIPMENT,TRANSITION PIECE,GAS | 28 | ALLRFPs\Saudi Energy\SEC RFP-C001759976\downloaded-rfp\SEC RFP-C001759976.xls
Saudi Energy | SEC RFP-C001759976 | 902010474 | 110 902010474 INSERT,THREADED,WIRE LOCK... | 110 902010474 INSERT,THREADED,WIRE LOCKING,HELICOIL,1- | 11 | ALLRFPs\Saudi Energy\SEC RFP-C001759976\downloaded-rfp\SEC RFP-C001759976.xls
Saudi Energy | SEC RFP-C001759976 | 905503180 | 120 905503180 SEAL,BEARING,2.247 IN ID ... | 120 905503180 SEAL,BEARING,2.247 IN ID X 3.016 OD X 0. | 20 | ALLRFPs\Saudi Energy\SEC RFP-C001759976\downloaded-rfp\SEC RFP-C001759976.xls
Saudi Energy | SEC RFP-C001759976 | 905503181 | 130 905503181 SEAL,BEARING,1.873 IN ID ... | 130 905503181 SEAL,BEARING,1.873 IN ID X 2.628 IN OD X | 18 | ALLRFPs\Saudi Energy\SEC RFP-C001759976\downloaded-rfp\SEC RFP-C001759976.xls
Saudi Energy | SEC RFP-C001759976 | 905928419 | 140 905928419 IMPELLER,PUMP,STL,185 MM ... | 140 905928419 IMPELLER,PUMP,STL,185 MM OD,100MM BORE | 6 | ALLRFPs\Saudi Energy\SEC RFP-C001759976\downloaded-rfp\SEC RFP-C001759976.xls
Saudi Energy | SEC RFP-C001759976 | 905828368 | 150 905828368 CIRCUIT:CONTROL,PC/104 TO... | 150 905828368 CIRCUIT:CONTROL,PC/104 TO ISA BUS ADAPTE | 20 | ALLRFPs\Saudi Energy\SEC RFP-C001759976\downloaded-rfp\SEC RFP-C001759976.xls
Saudi Energy | SEC RFP-C001759976 | 905911897 | 160 905911897 MONITOR,VALVE POSITION,#2... | 160 905911897 MONITOR,VALVE POSITION,#2007NBY2B4M0200U | 18 | ALLRFPs\Saudi Energy\SEC RFP-C001759976\downloaded-rfp\SEC RFP-C001759976.xls
Saudi Energy | SEC RFP-C001759976 | 901214966 | 170 901214966 SENSOR,TEMPERATURE,PT 0 T... | 170 901214966 SENSOR,TEMPERATURE,PT 0 TO 100,PT 0 TO 1 | 4 | ALLRFPs\Saudi Energy\SEC RFP-C001759976\downloaded-rfp\SEC RFP-C001759976.xls
Saudi Energy | SEC RFP-C001759976 | 905928563 | 180 905928563 TRANSMITTER:SIGNAL,FREQUE... | 180 905928563 TRANSMITTER:SIGNAL,FREQUENCY,50 TO 400 H | 22 | ALLRFPs\Saudi Energy\SEC RFP-C001759976\downloaded-rfp\SEC RFP-C001759976.xls
Saudi Energy | SEC RFP-C001759976 | 902507038 | 190 902507038 TRANSMITTER,CUR,40 TO 150... | 190 902507038 TRANSMITTER,CUR,40 TO 150 VDC IR,#153C69 | 2 | ALLRFPs\Saudi Energy\SEC RFP-C001759976\downloaded-rfp\SEC RFP-C001759976.xls
Saudi Energy | SEC RFP-C001759976 | 905531497 | 200 905531497 ADAPTER,TUBE TO PIPE, FUE... | 200 905531497 ADAPTER,TUBE TO PIPE, FUEL OIL,FLARE X M | 20 | ALLRFPs\Saudi Energy\SEC RFP-C001759976\downloaded-rfp\SEC RFP-C001759976.xls
Saudi Energy | SEC RFP-C001759976 | 905552503 | 210 905552503 RESISTOR,FIXED,CRMC,RADIA... | 210 905552503 RESISTOR,FIXED,CRMC,RADIAL SOLDER LEADS | 10 | ALLRFPs\Saudi Energy\SEC RFP-C001759976\downloaded-rfp\SEC RFP-C001759976.xls
Saudi Energy | SEC RFP-C001759976 | 905503179 | 220 905503179 NUT,BRG LK,FNPT,#CRECRO29 | 220 905503179 NUT,BRG LK,FNPT,#CRECRO29 | 5 | ALLRFPs\Saudi Energy\SEC RFP-C001759976\downloaded-rfp\SEC RFP-C001759976.xls
Saudi Energy | SEC RFP-C001759976 | 902008188 | 230 902008188 PROXIMITOR,200MV/MIL,5 MM... | 230 902008188 PROXIMITOR,200MV/MIL,5 MM/8 MM PRBDIA,#3 | 2 | ALLRFPs\Saudi Energy\SEC RFP-C001759976\downloaded-rfp\SEC RFP-C001759976.xls
Saudi Energy | SEC RFP-C001759976 | 905503168 | 240 905503168 SCREW,CAP,SSTL,0.75 IN DI... | 240 905503168 SCREW,CAP,SSTL,0.75 IN DIA,10 TPI,#871C2 | 47 | ALLRFPs\Saudi Energy\SEC RFP-C001759976\downloaded-rfp\SEC RFP-C001759976.xls
Saudi Energy | SEC RFP-C001759976 | 905941333 | 250 905941333 SCREW,CAP,STL,3/8 IN DIA,... | 250 905941333 SCREW,CAP,STL,3/8 IN DIA,16 UNC,#2345C87 | 34 | ALLRFPs\Saudi Energy\SEC RFP-C001759976\downloaded-rfp\SEC RFP-C001759976.xls
Saudi Energy | SEC RFP-C001759976 | 905503167 | 260 905503167 SCREW,CAP,ASTL,0.625 IN D... | 260 905503167 SCREW,CAP,ASTL,0.625 IN DIA,10 TPI,#2350 | 17 | ALLRFPs\Saudi Energy\SEC RFP-C001759976\downloaded-rfp\SEC RFP-C001759976.xls
Saudi Energy | SEC RFP-C001759976 | 905942820 | 270 905942820 KEY:SHAFT,SQUARE END,10 M... | 270 905942820 KEY:SHAFT,SQUARE END,10 MM WD X 38 MM LG | 1 | ALLRFPs\Saudi Energy\SEC RFP-C001759976\downloaded-rfp\SEC RFP-C001759976.xls
Saudi Energy | SEC RFP-C001760301 - 6001760301 | 905778657 | 10 905778657 CABLE,ELEC,CU,XLPE,2.5 SQ... | 10 905778657 CABLE,ELEC,CU,XLPE,2.5 SQMM,12C,7 STRAND | 1,000 | ALLRFPs\Saudi Energy\SEC RFP-C001760301 - 6001760301\downloaded-rfp\SEC RFP-C001760301 - 6001760301.xls
Saudi Energy | SEC RFP-C001760301 - 6001760301 | 905560138 | 20 905560138 CABLE,ELEC,CU,PVC,2.5 SQM... | 20 905560138 CABLE,ELEC,CU,PVC,2.5 SQMM,15C,7 STRAND | 1,000 | ALLRFPs\Saudi Energy\SEC RFP-C001760301 - 6001760301\downloaded-rfp\SEC RFP-C001760301 - 6001760301.xls
Saudi Energy | SEC RFP-C001760301 - 6001760301 | 905681560 | 30 905681560 CABLE,ELEC,CU,XLPE,4 SQMM... | 30 905681560 CABLE,ELEC,CU,XLPE,4 SQMM,4C,WH,#CNU406A | 1,000 | ALLRFPs\Saudi Energy\SEC RFP-C001760301 - 6001760301\downloaded-rfp\SEC RFP-C001760301 - 6001760301.xls
Saudi Energy | SEC RFP-C001760301 - 6001760301 | 906504189 | 40 906504189 CABLE,ELEC,CU,XLPE,1.5 SQ... | 40 906504189 CABLE,ELEC,CU,XLPE,1.5 SQMM,24C,7 STRAND | 1,000 | ALLRFPs\Saudi Energy\SEC RFP-C001760301 - 6001760301\downloaded-rfp\SEC RFP-C001760301 - 6001760301.xls
Saudi Energy | SEC RFP-C001760343 | 902008769 | 10 902008769 CABLE:IGNITION,10 MM DIA ... | 10 902008769 CABLE:IGNITION,10 MM DIA X 8 M LG,RBR BR | 51 | ALLRFPs\Saudi Energy\SEC RFP-C001760343\downloaded-rfp\SEC RFP-C001760343.xls
Saudi Energy | SEC RFP-C001760343 | 902002649 | 20 902002649 SWITCH,LVL,1P1T,PROBE,#15... | 20 902002649 SWITCH,LVL,1P1T,PROBE,#157617 | 30 | ALLRFPs\Saudi Energy\SEC RFP-C001760343\downloaded-rfp\SEC RFP-C001760343.xls
Saudi Energy | SEC RFP-C001760343 | 902000832 | 30 902000832 NUT,LOCK,ASTL,1-1/4 IN DI... | 30 902000832 NUT,LOCK,ASTL,1-1/4 IN DIA,8 TPI,FLG LK | 250 | ALLRFPs\Saudi Energy\SEC RFP-C001760343\downloaded-rfp\SEC RFP-C001760343.xls
Saudi Energy | SEC RFP-C001760343 | 902017574 | 40 902017574 MODULE:OUTPUT,RELAYING,PL... | 40 902017574 MODULE:OUTPUT,RELAYING,PLC,4X12 BIT-ANAL | 4 | ALLRFPs\Saudi Energy\SEC RFP-C001760343\downloaded-rfp\SEC RFP-C001760343.xls
Saudi Energy | SEC RFP-C001760343 | 900206099 | 50 900206099 TRANSDUCER,DC TO DC ISOLA... | 50 900206099 TRANSDUCER,DC TO DC ISOLATION:0 TO 10 V | 10 | ALLRFPs\Saudi Energy\SEC RFP-C001760343\downloaded-rfp\SEC RFP-C001760343.xls
Saudi Energy | SEC RFP-C001760343 | 901400659 | 60 901400659 TRANSDUCER:PRESSURE,MINUS... | 60 901400659 TRANSDUCER:PRESSURE,MINUS 1 TO 5 BAR INP | 9 | ALLRFPs\Saudi Energy\SEC RFP-C001760343\downloaded-rfp\SEC RFP-C001760343.xls
Saudi Energy | SEC RFP-C001760343 | 901412998 | 70 901412998 TDCR:PRES | 70 901412998 TDCR:PRES | 3 | ALLRFPs\Saudi Energy\SEC RFP-C001760343\downloaded-rfp\SEC RFP-C001760343.xls
Saudi Energy | SEC RFP-C001760343 | 902503076 | 80 902503076 THERMOCOUPLE:TEMPERATURE,... | 80 902503076 THERMOCOUPLE:TEMPERATURE,J,200 TO 1400 D | 1 | ALLRFPs\Saudi Energy\SEC RFP-C001760343\downloaded-rfp\SEC RFP-C001760343.xls
Saudi Energy | SEC RFP-C001760343 | 905584144 | 90 905584144 THERMOCOUPLE:TEMPERATURE,... | 90 905584144 THERMOCOUPLE:TEMPERATURE,E,95 TO 900 DEG | 4 | ALLRFPs\Saudi Energy\SEC RFP-C001760343\downloaded-rfp\SEC RFP-C001760343.xls
Saudi Energy | SEC RFP-C001760343 | 905587544 | 100 905587544 THERMOCOUPLE:TEMPERATURE,... | 100 905587544 THERMOCOUPLE:TEMPERATURE,E,95 TO 900 DEG | 2 | ALLRFPs\Saudi Energy\SEC RFP-C001760343\downloaded-rfp\SEC RFP-C001760343.xls
Saudi Energy | SEC RFP-C001760343 | 905608757 | 110 905608757 THERMOCOUPLE:TEMPERATURE,... | 110 905608757 THERMOCOUPLE:TEMPERATURE,E,200 TO 1650 D | 10 | ALLRFPs\Saudi Energy\SEC RFP-C001760343\downloaded-rfp\SEC RFP-C001760343.xls
Saudi Energy | SEC RFP-C001760343 | 905608758 | 120 905608758 THERMOCOUPLE:TEMPERATURE,... | 120 905608758 THERMOCOUPLE:TEMPERATURE,E,200 TO 1650 D | 16 | ALLRFPs\Saudi Energy\SEC RFP-C001760343\downloaded-rfp\SEC RFP-C001760343.xls
Saudi Energy | SEC RFP-C001760343 | 901221899 | 130 901221899 WASHER,FLAT,CIRC,ASTL,25 ... | 130 901221899 WASHER,FLAT,CIRC,ASTL,25 MM ID,3.5MM TH | 256 | ALLRFPs\Saudi Energy\SEC RFP-C001760343\downloaded-rfp\SEC RFP-C001760343.xls
Saudi Energy | SEC RFP-C001760343 | 905579886 | 140 905579886 WASHER,FLAT,S25C,6MM TH,#... | 140 905579886 WASHER,FLAT,S25C,6MM TH,#B52000POS23 | 8 | ALLRFPs\Saudi Energy\SEC RFP-C001760343\downloaded-rfp\SEC RFP-C001760343.xls
Saudi Energy | SEC RFP-C001760343 | 900204843 | 150 900204843 SPRING,COMP,SSTL,#5901792... | 150 900204843 SPRING,COMP,SSTL,#59017920PARTNO44 | 9 | ALLRFPs\Saudi Energy\SEC RFP-C001760343\downloaded-rfp\SEC RFP-C001760343.xls
Saudi Energy | SEC RFP-C001760343 | 901223142 | 160 901223142 SPRING,COMP,INCONEL X750,... | 160 901223142 SPRING,COMP,INCONEL X750,#WD068901SH33PO | 10 | ALLRFPs\Saudi Energy\SEC RFP-C001760343\downloaded-rfp\SEC RFP-C001760343.xls
Saudi Energy | SEC RFP-C001760343 | 901224168 | 170 901224168 SPRING,COMP,SSTL,#5901793... | 170 901224168 SPRING,COMP,SSTL,#59017930PARTNO44 | 7 | ALLRFPs\Saudi Energy\SEC RFP-C001760343\downloaded-rfp\SEC RFP-C001760343.xls
Saudi Energy | SEC RFP-C001760343 | 902004129 | 180 902004129 SPRING,COMP,STL,14 MM ID ... | 180 902004129 SPRING,COMP,STL,14 MM ID X 19 MM OD,#KWG | 44 | ALLRFPs\Saudi Energy\SEC RFP-C001760343\downloaded-rfp\SEC RFP-C001760343.xls
Saudi Energy | SEC RFP-C001760343 | 905941946 | 190 905941946 SPRING,COMP,ALLOY SSTL,8 ... | 190 905941946 SPRING,COMP,ALLOY SSTL,8 MM ID X 10.8 MM | 18 | ALLRFPs\Saudi Energy\SEC RFP-C001760343\downloaded-rfp\SEC RFP-C001760343.xls
Saudi Energy | SEC RFP-C001760343 | 901236036 | 200 901236036 MODULE:CONTROL,FIRE SAFET... | 200 901236036 MODULE:CONTROL,FIRE SAFETY,SIEMENS FIRE | 8 | ALLRFPs\Saudi Energy\SEC RFP-C001760343\downloaded-rfp\SEC RFP-C001760343.xls
Saudi Energy | SEC RFP-C001760343 | 905698376 | 210 905698376 BEARING,ROLLER,#091014353... | 210 905698376 BEARING,ROLLER,#091014353POS3220 | 16 | ALLRFPs\Saudi Energy\SEC RFP-C001760343\downloaded-rfp\SEC RFP-C001760343.xls
Saudi Energy | SEC RFP-C001760343 | 091014353 | 210 905698376 BEARING,ROLLER,#091014353... | 210 905698376 BEARING,ROLLER,#091014353POS3220 | 16 | ALLRFPs\Saudi Energy\SEC RFP-C001760343\downloaded-rfp\SEC RFP-C001760343.xls
Saudi Energy | SEC RFP-C001760343 | 900204809 | 220 900204809 ASSEMBLY,BULK NOUN:CYLIND... | 220 900204809 ASSEMBLY,BULK NOUN:CYLINDRICAL SAFETY BL | 4 | ALLRFPs\Saudi Energy\SEC RFP-C001760343\downloaded-rfp\SEC RFP-C001760343.xls
Saudi Energy | SEC RFP-C001760343 | 901222043 | 230 901222043 SCREW,CAP,ASTL,M24 DIA,3 ... | 230 901222043 SCREW,CAP,ASTL,M24 DIA,3 MM,170MM LG,#M2 | 32 | ALLRFPs\Saudi Energy\SEC RFP-C001760343\downloaded-rfp\SEC RFP-C001760343.xls
Saudi Energy | SEC RFP-C001760343 | 901222044 | 240 901222044 WASHER,LOCK,ASTL,M 24,25 ... | 240 901222044 WASHER,LOCK,ASTL,M 24,25 MM ID,4 MM TH | 64 | ALLRFPs\Saudi Energy\SEC RFP-C001760343\downloaded-rfp\SEC RFP-C001760343.xls
Saudi Energy | SEC RFP-C001760343 | 901222522 | 250 901222522 WASHER,LOCK,ASTL,M16,12.5... | 250 901222522 WASHER,LOCK,ASTL,M16,12.5 MM ID,5 MM TH | 224 | ALLRFPs\Saudi Energy\SEC RFP-C001760343\downloaded-rfp\SEC RFP-C001760343.xls
Saudi Energy | SEC RFP-C001760343 | 901223504 | 260 901223504 STUD,DBL ENDED,ASME / API... | 260 901223504 STUD,DBL ENDED,ASME / API,30MM DIA-B,#MM | 20 | ALLRFPs\Saudi Energy\SEC RFP-C001760343\downloaded-rfp\SEC RFP-C001760343.xls
Saudi Energy | SEC RFP-C001760343 | 901400838 | 270 901400838 BUSHING,FD FAN,AS PER OEM... | 270 901400838 BUSHING,FD FAN,AS PER OEM,STL,NA,GLACIER | 202 | ALLRFPs\Saudi Energy\SEC RFP-C001760343\downloaded-rfp\SEC RFP-C001760343.xls
Saudi Energy | SEC RFP-C001760343 | 902013275 | 280 902013275 RING,RETAINING,EXTERNAL S... | 280 902013275 RING,RETAINING,EXTERNAL SPIRAL,1-9/16 IN | 15 | ALLRFPs\Saudi Energy\SEC RFP-C001760343\downloaded-rfp\SEC RFP-C001760343.xls
Saudi Energy | SEC RFP-C001760343 | 905637634 | 290 905637634 STUD,TURB,SSTL,57 MM DIA,... | 290 905637634 STUD,TURB,SSTL,57 MM DIA,3 MM,395 MM LG | 1 | ALLRFPs\Saudi Energy\SEC RFP-C001760343\downloaded-rfp\SEC RFP-C001760343.xls
Saudi Energy | SEC RFP-C001760343 | 905637635 | 300 905637635 STUD,TURB,STL,50 MM DIA,3... | 300 905637635 STUD,TURB,STL,50 MM DIA,3 MM,360 MM LG | 1 | ALLRFPs\Saudi Energy\SEC RFP-C001760343\downloaded-rfp\SEC RFP-C001760343.xls
Saudi Energy | SEC RFP-C001760343 | 901241750 | 310 901241750 FTNG:BULK NOUN,TUBE MALE ... | 310 901241750 FTNG:BULK NOUN,TUBE MALE STUD CONNECTOR, | 20 | ALLRFPs\Saudi Energy\SEC RFP-C001760343\downloaded-rfp\SEC RFP-C001760343.xls
Saudi Energy | SEC RFP-C001760343 | 905586030 | 320 905586030 BOLT,MACH,SSTL,30MM DIA,1... | 320 905586030 BOLT,MACH,SSTL,30MM DIA,185 MM LG,3.5MM | 40 | ALLRFPs\Saudi Energy\SEC RFP-C001760343\downloaded-rfp\SEC RFP-C001760343.xls
Saudi Energy | SEC RFP-C001760343 | 901233199 | 330 901233199 TRANSMITTER:SIGNAL,LIQUID... | 330 901233199 TRANSMITTER:SIGNAL,LIQUID LEVEL,0 TO 28 | 4 | ALLRFPs\Saudi Energy\SEC RFP-C001760343\downloaded-rfp\SEC RFP-C001760343.xls
Saudi Energy | SEC RFP-C001760343 | 901233207 | 340 901233207 TRANSMITTER:SIGNAL,FLOW,0... | 340 901233207 TRANSMITTER:SIGNAL,FLOW,0 TO 20 L/MIN IN | 4 | ALLRFPs\Saudi Energy\SEC RFP-C001760343\downloaded-rfp\SEC RFP-C001760343.xls
Saudi Energy | SEC RFP-C001760343 | 901221788 | 350 901221788 FILTER,OIL,CELLULOSE,#CJC... | 350 901221788 FILTER,OIL,CELLULOSE,#CJCPTU3X27108FILTE | 40 | ALLRFPs\Saudi Energy\SEC RFP-C001760343\downloaded-rfp\SEC RFP-C001760343.xls
Saudi Energy | SEC RFP-C001760343 | 901231795 | 360 901231795 TRANSMITTER:SIGNAL,DIFFER... | 360 901231795 TRANSMITTER:SIGNAL,DIFFERENTIAL PRESSURE | 1 | ALLRFPs\Saudi Energy\SEC RFP-C001760343\downloaded-rfp\SEC RFP-C001760343.xls
Saudi Energy | SEC RFP-C001760343 | 903104051 | 370 903104051 POWER SUPPLY:SCR,125 VDC ... | 370 903104051 POWER SUPPLY:SCR,125 VDC 1.27 A,24 VDC,1 | 4 | ALLRFPs\Saudi Energy\SEC RFP-C001760343\downloaded-rfp\SEC RFP-C001760343.xls
Saudi Energy | SEC RFP-C001760343 | 901232349 | 380 901232349 PIN,BFPM MINIMUM RECIRCUL... | 380 901232349 PIN,BFPM MINIMUM RECIRCULATION VALVE (DN | 4 | ALLRFPs\Saudi Energy\SEC RFP-C001760343\downloaded-rfp\SEC RFP-C001760343.xls
Saudi Energy | SEC RFP-C001760343 | 901235883 | 390 901235883 TRANSMITTER:SIGNAL,4 TO 2... | 390 901235883 TRANSMITTER:SIGNAL,4 TO 20 MA,1.6 TO 160 | 11 | ALLRFPs\Saudi Energy\SEC RFP-C001760343\downloaded-rfp\SEC RFP-C001760343.xls
Saudi Energy | SEC RFP-C001760343 | 901241763 | 400 901241763 NUT:LK,CARBON STEEL,M20 D... | 400 901241763 NUT:LK,CARBON STEEL,M20 DIA,2.5 MM,SELF | 120 | ALLRFPs\Saudi Energy\SEC RFP-C001760343\downloaded-rfp\SEC RFP-C001760343.xls
Saudi Energy | SEC RFP-C001760343 | 901215928 | 410 901215928 ANALYZER,STEAM GENERATING... | 410 901215928 ANALYZER,STEAM GENERATING SET,CARBON MON | 2 | ALLRFPs\Saudi Energy\SEC RFP-C001760343\downloaded-rfp\SEC RFP-C001760343.xls
Saudi Energy | SEC RFP-C001760343 | 901211903 | 420 901211903 CIRCUIT:CONTROL,CONTROL,C... | 420 901211903 CIRCUIT:CONTROL,CONTROL,CO ANALYZER IR 2 | 4 | ALLRFPs\Saudi Energy\SEC RFP-C001760343\downloaded-rfp\SEC RFP-C001760343.xls
Saudi Energy | SEC RFP-C001760343 | 902206488 | 430 902206488 PLUG, | 430 902206488 PLUG, | 1 | ALLRFPs\Saudi Energy\SEC RFP-C001760343\downloaded-rfp\SEC RFP-C001760343.xls
Saudi Energy | SEC RFP-C001760343 | 905897172 | 440 905897172 SWITCH,TEMP,2NO2NC,#G26QT... | 440 905897172 SWITCH,TEMP,2NO2NC,#G26QT1B | 3 | ALLRFPs\Saudi Energy\SEC RFP-C001760343\downloaded-rfp\SEC RFP-C001760343.xls
Saudi Energy | SEC RFP-C001760343 | 901241442 | 450 901241442 KIT:BULK NOUN | 450 901241442 KIT:BULK NOUN | 3 | ALLRFPs\Saudi Energy\SEC RFP-C001760343\downloaded-rfp\SEC RFP-C001760343.xls
Saudi Energy | SEC RFP-C001760343 | 901322243 | 460 901322243 FILTER:MOISTURE,1/4 NPT G... | 460 901322243 FILTER:MOISTURE,1/4 NPT G,FIBROUS / PORO | 4 | ALLRFPs\Saudi Energy\SEC RFP-C001760343\downloaded-rfp\SEC RFP-C001760343.xls
Saudi Energy | SEC RFP-C001760343 | 905690992 | 470 905690992 PLATE,METAL, BOILER AIR D... | 470 905690992 PLATE,METAL, BOILER AIR DUCT,4 MM TH X 1 | 218 | ALLRFPs\Saudi Energy\SEC RFP-C001760343\downloaded-rfp\SEC RFP-C001760343.xls
Saudi Energy | SEC RFP-C001760343 | 901241368 | 480 901241368 CABLE,HEAT TRACE,MAX 277V... | 480 901241368 CABLE,HEAT TRACE,MAX 277VAC | 500 | ALLRFPs\Saudi Energy\SEC RFP-C001760343\downloaded-rfp\SEC RFP-C001760343.xls
Saudi Energy | SEC RFP-C001760343 | 902501362 | 490 902501362 PLATE,CENTRIFUGAL SEPARAT... | 490 902501362 PLATE,CENTRIFUGAL SEPARATOR,85 MM ID X 2 | 20 | ALLRFPs\Saudi Energy\SEC RFP-C001760343\downloaded-rfp\SEC RFP-C001760343.xls
Saudi Energy | SEC RFP-C001760352 | 902008769 | 10 902008769 CABLE:IGNITION,10 MM DIA ... | 10 902008769 CABLE:IGNITION,10 MM DIA X 8 M LG,RBR BR | 4 | ALLRFPs\Saudi Energy\SEC RFP-C001760352\downloaded-rfp\SEC RFP-C001760352.xls
Saudi Energy | SEC RFP-C001760352 | 902008785 | 20 902008785 CABLE:IGNITION,(6 MM X 8 ... | 20 902008785 CABLE:IGNITION,(6 MM X 8 MM X 13 MM) DIA | 6 | ALLRFPs\Saudi Energy\SEC RFP-C001760352\downloaded-rfp\SEC RFP-C001760352.xls
Saudi Energy | SEC RFP-C001760352 | 905837758 | 30 905837758 CONN,ELEC,TC,7,#ZZYAC1710... | 30 905837758 CONN,ELEC,TC,7,#ZZYAC17105SD | 2 | ALLRFPs\Saudi Energy\SEC RFP-C001760352\downloaded-rfp\SEC RFP-C001760352.xls
Saudi Energy | SEC RFP-C001760352 | 901232844 | 40 901232844 MODULE,PWR SUPPLY,#NWX511... | 40 901232844 MODULE,PWR SUPPLY,#NWX511A2R | 1 | ALLRFPs\Saudi Energy\SEC RFP-C001760352\downloaded-rfp\SEC RFP-C001760352.xls
Saudi Energy | SEC RFP-C001760899 | 901400874 | 10 901400874 BLOCK,ID-FAN,VARIOUS,STL | 10 901400874 BLOCK,ID-FAN,VARIOUS,STL | 4 | ALLRFPs\Saudi Energy\SEC RFP-C001760899\downloaded-rfp\SEC RFP-C001760899.xls
Saudi Energy | SEC RFP-C001760901 | 905609433 | 10 905609433 SHAFT,GEAR, HELICAL,840 M... | 10 905609433 SHAFT,GEAR, HELICAL,840 MM LG,SSTL | 4 | ALLRFPs\Saudi Energy\SEC RFP-C001760901\downloaded-rfp\SEC RFP-C001760901.xls
Saudi Energy | SEC RFP-C001760901 | 905569683 | 20 905569683 CROSSHEAD,VALVE,STEAM CON... | 20 905569683 CROSSHEAD,VALVE,STEAM CONDITIONING,STL A | 2 | ALLRFPs\Saudi Energy\SEC RFP-C001760901\downloaded-rfp\SEC RFP-C001760901.xls
Saudi Energy | SEC RFP-C001760901 | 905570104 | 30 905570104 CROSSHEAD,VALVE,STEAM CON... | 30 905570104 CROSSHEAD,VALVE,STEAM CONDITIONING,CSTL, | 2 | ALLRFPs\Saudi Energy\SEC RFP-C001760901\downloaded-rfp\SEC RFP-C001760901.xls
Saudi Energy | SEC RFP-C001760901 | 905698488 | 40 905698488 SUPPORT,BEARING, (1) UPPE... | 40 905698488 SUPPORT,BEARING, (1) UPPER HALF | 2 | ALLRFPs\Saudi Energy\SEC RFP-C001760901\downloaded-rfp\SEC RFP-C001760901.xls
Saudi Energy | SEC RFP-C001760901 | 905698523 | 50 905698523 SUPPORT,BEARING, (2) UPPE... | 50 905698523 SUPPORT,BEARING, (2) UPPER HALF | 2 | ALLRFPs\Saudi Energy\SEC RFP-C001760901\downloaded-rfp\SEC RFP-C001760901.xls
Saudi Energy | SEC RFP-C001760901 | 909202552 | 60 909202552 SCREW,ADJUSTING:15MM,25,3... | 60 909202552 SCREW,ADJUSTING:15MM,25,35MM,ASTMB637N07 | 20 | ALLRFPs\Saudi Energy\SEC RFP-C001760901\downloaded-rfp\SEC RFP-C001760901.xls
Saudi Energy | SEC RFP-C001760901 | 905618215 | 70 905618215 NUT:ROUND,96 MM DIA,2 MM,... | 70 905618215 NUT:ROUND,96 MM DIA,2 MM,SPANNER WRENCH, | 8 | ALLRFPs\Saudi Energy\SEC RFP-C001760901\downloaded-rfp\SEC RFP-C001760901.xls
Saudi Energy | SEC RFP-C001760901 | 901222476 | 80 901222476 BOLT,COUPLING:M10,16 DIA ... | 80 901222476 BOLT,COUPLING:M10,16 DIA X H 10 MM,75 MM | 72 | ALLRFPs\Saudi Energy\SEC RFP-C001760901\downloaded-rfp\SEC RFP-C001760901.xls
Saudi Energy | SEC RFP-C001760901 | 901415368 | 90 901415368 HSG:BULK NOUN | 90 901415368 HSG:BULK NOUN | 20 | ALLRFPs\Saudi Energy\SEC RFP-C001760901\downloaded-rfp\SEC RFP-C001760901.xls
Saudi Energy | SEC RFP-C001760901 | 905579472 | 100 905579472 NUT,CAP,STL,58 MM DIA,8 T... | 100 905579472 NUT,CAP,STL,58 MM DIA,8 TPI,120MM HT,#N2 | 8 | ALLRFPs\Saudi Energy\SEC RFP-C001760901\downloaded-rfp\SEC RFP-C001760901.xls
Saudi Energy | SEC RFP-C001760901 | 905549726 | 110 905549726 BEARING,ROLLER,1 R,55 MM ... | 110 905549726 BEARING,ROLLER,1 R,55 MM ID,120MM OD,#MH | 8 | ALLRFPs\Saudi Energy\SEC RFP-C001760901\downloaded-rfp\SEC RFP-C001760901.xls
Saudi Energy | SEC RFP-C001760901 | 905633620 | 120 905633620 NUT,CAP,STL,7/8 IN DIA,9 ... | 120 905633620 NUT,CAP,STL,7/8 IN DIA,9 UNC,110 MM HT | 8 | ALLRFPs\Saudi Energy\SEC RFP-C001760901\downloaded-rfp\SEC RFP-C001760901.xls
Saudi Energy | SEC RFP-C001760901 | 900206207 | 130 900206207 CAGE,BULK NOUN:ASTM A351 ... | 130 900206207 CAGE,BULK NOUN:ASTM A351 CF8M OEM,MAKE U | 6 | ALLRFPs\Saudi Energy\SEC RFP-C001760901\downloaded-rfp\SEC RFP-C001760901.xls
Saudi Energy | SEC RFP-C001760901 | 901222808 | 140 901222808 PACKING,BULK NOUN:RTFE,HF... | 140 901222808 PACKING,BULK NOUN:RTFE,HFO BALL VALVE , | 48 | ALLRFPs\Saudi Energy\SEC RFP-C001760901\downloaded-rfp\SEC RFP-C001760901.xls
Saudi Energy | SEC RFP-C001760901 | 901222809 | 150 901222809 PACKING,BULK NOUN:RTFE,DF... | 150 901222809 PACKING,BULK NOUN:RTFE,DFO BALL VALVE , | 18 | ALLRFPs\Saudi Energy\SEC RFP-C001760901\downloaded-rfp\SEC RFP-C001760901.xls
Saudi Energy | SEC RFP-C001760901 | 901222810 | 160 901222810 PACKING,BULK NOUN:RTFE,DF... | 160 901222810 PACKING,BULK NOUN:RTFE,DFO BALL VALVE , | 6 | ALLRFPs\Saudi Energy\SEC RFP-C001760901\downloaded-rfp\SEC RFP-C001760901.xls
Saudi Energy | SEC RFP-C001760901 | 901224033 | 170 901224033 PACKING,BULK NOUN:GRAPHIT... | 170 901224033 PACKING,BULK NOUN:GRAPHITE,NRV PACKING,C | 20 | ALLRFPs\Saudi Energy\SEC RFP-C001760901\downloaded-rfp\SEC RFP-C001760901.xls
Saudi Energy | SEC RFP-C001760901 | 901224285 | 180 901224285 PACKING,BULK NOUN:GRAPHIT... | 180 901224285 PACKING,BULK NOUN:GRAPHITE,NRV PACKING,C | 12 | ALLRFPs\Saudi Energy\SEC RFP-C001760901\downloaded-rfp\SEC RFP-C001760901.xls
Saudi Energy | SEC RFP-C001760901 | 902011428 | 190 902011428 SHIM:CLEARANCE ADJUSTING,... | 190 902011428 SHIM:CLEARANCE ADJUSTING,0.2 MM THK,11 M | 400 | ALLRFPs\Saudi Energy\SEC RFP-C001760901\downloaded-rfp\SEC RFP-C001760901.xls
Saudi Energy | SEC RFP-C001760901 | 902019693 | 200 902019693 ANODE:ANTI-CORROSION,16 M... | 200 902019693 ANODE:ANTI-CORROSION,16 MM ID X (89 MM X | 64 | ALLRFPs\Saudi Energy\SEC RFP-C001760901\downloaded-rfp\SEC RFP-C001760901.xls
Saudi Energy | SEC RFP-C001760901 | 909202608 | 210 909202608 PACKING,BFPM MINIMUM RECI... | 210 909202608 PACKING,BFPM MINIMUM RECIRCULATION VALVE | 40 | ALLRFPs\Saudi Energy\SEC RFP-C001760901\downloaded-rfp\SEC RFP-C001760901.xls
Saudi Energy | SEC RFP-C001760901 | 909203034 | 220 909203034 PACKING,BULK NOUN:GLAND P... | 220 909203034 PACKING,BULK NOUN:GLAND PACKING (GRAPHIT | 20 | ALLRFPs\Saudi Energy\SEC RFP-C001760901\downloaded-rfp\SEC RFP-C001760901.xls
Saudi Energy | SEC RFP-C001760901 | 901216817 | 230 901216817 CIRCUIT:INPUT/OUTPUT (I/O... | 230 901216817 CIRCUIT:INPUT/OUTPUT (I/O),HMI DISPLAY C | 3 | ALLRFPs\Saudi Energy\SEC RFP-C001760901\downloaded-rfp\SEC RFP-C001760901.xls
Saudi Energy | SEC RFP-C001760901 | 901216816 | 240 901216816 CIRCUIT:INPUT/OUTPUT (I/O... | 240 901216816 CIRCUIT:INPUT/OUTPUT (I/O), | 3 | ALLRFPs\Saudi Energy\SEC RFP-C001760901\downloaded-rfp\SEC RFP-C001760901.xls
Saudi Energy | SEC RFP-C001761425 - 6001761425 | 903384630 | 10 903384630 CONDUCTOR,ELECTRICAL:ACAR... | 10 903384630 CONDUCTOR,ELECTRICAL:ACAR/AW,ACAR,547.4 | 5,000 | ALLRFPs\Saudi Energy\SEC RFP-C001761425 - 6001761425\downloaded-rfp\SEC RFP-C001761425 - 6001761425.xls
Saudi Energy | SEC RFP-C001761431 | 903106599 | 10 903106599 CROSSARM,SUSPENSION TOWER... | 10 903106599 CROSSARM,SUSPENSION TOWER S1N,GAL. STL | 5 | ALLRFPs\Saudi Energy\SEC RFP-C001761431\downloaded-rfp\SEC RFP-C001761431.xls
Saudi Energy | SEC RFP-C001761456 | 905653155 | 10 905653155 SEAT,BALL VALVE, 6 IN,(15... | 10 905653155 SEAT,BALL VALVE, 6 IN,(158 MM X 170 MM) | 2 | ALLRFPs\Saudi Energy\SEC RFP-C001761456\downloaded-rfp\SEC RFP-C001761456.xls
Saudi Energy | SEC RFP-C001761456 | 905653169 | 20 905653169 SEAT,BALL VALVE, 1-1/2 IN... | 20 905653169 SEAT,BALL VALVE, 1-1/2 IN,(40 MM X 46 MM | 17 | ALLRFPs\Saudi Energy\SEC RFP-C001761456\downloaded-rfp\SEC RFP-C001761456.xls
Saudi Energy | SEC RFP-C001761456 | 905653196 | 30 905653196 GAUGE,CMPND,0 TO 160 PSI ... | 30 905653196 GAUGE,CMPND,0 TO 160 PSI / 0 TO 1100 KPA | 200 | ALLRFPs\Saudi Energy\SEC RFP-C001761456\downloaded-rfp\SEC RFP-C001761456.xls
Saudi Energy | SEC RFP-C001761456 | 905689503 | 40 905689503 KIT,ACTUATOR,REBUILT/REPA... | 40 905689503 KIT,ACTUATOR,REBUILT/REPAIR,O-RINGS, SEA | 5 | ALLRFPs\Saudi Energy\SEC RFP-C001761456\downloaded-rfp\SEC RFP-C001761456.xls
Saudi Energy | SEC RFP-C001761456 | 905911496 | 50 905911496 KIT:BULK NOUN | 50 905911496 KIT:BULK NOUN | 14 | ALLRFPs\Saudi Energy\SEC RFP-C001761456\downloaded-rfp\SEC RFP-C001761456.xls
Saudi Energy | SEC RFP-C001761456 | 909204678 | 60 909204678 VALVE,RELIEF,8.5 BAR,200 ... | 60 909204678 VALVE,RELIEF,8.5 BAR,200 DEG C | 50 | ALLRFPs\Saudi Energy\SEC RFP-C001761456\downloaded-rfp\SEC RFP-C001761456.xls
Saudi Energy | SEC RFP-C001761456 | 900206326 | 70 900206326 KIT:BULK NOUN | 70 900206326 KIT:BULK NOUN | 30 | ALLRFPs\Saudi Energy\SEC RFP-C001761456\downloaded-rfp\SEC RFP-C001761456.xls
Saudi Energy | SEC RFP-C001761456 | 901118891 | 80 901118891 UNIT,BOILER FAN DAMPERS F... | 80 901118891 UNIT,BOILER FAN DAMPERS FOR STAGES II AN | 12 | ALLRFPs\Saudi Energy\SEC RFP-C001761456\downloaded-rfp\SEC RFP-C001761456.xls
Saudi Energy | SEC RFP-C001761456 | 901207440 | 90 901207440 THERMOSTAT:HEATING,0 TO 9... | 90 901207440 THERMOSTAT:HEATING,0 TO 90 DEG C RANGE,1 | 3 | ALLRFPs\Saudi Energy\SEC RFP-C001761456\downloaded-rfp\SEC RFP-C001761456.xls
Saudi Energy | SEC RFP-C001761456 | 901207441 | 100 901207441 THERMOSTAT:HEATING,0 TO 1... | 100 901207441 THERMOSTAT:HEATING,0 TO 102 DEG C RANGE, | 5 | ALLRFPs\Saudi Energy\SEC RFP-C001761456\downloaded-rfp\SEC RFP-C001761456.xls
Saudi Energy | SEC RFP-C001761456 | 901207442 | 110 901207442 THERMOSTAT:HEATING,30 TO ... | 110 901207442 THERMOSTAT:HEATING,30 TO 90 DEG C RANGE, | 1 | ALLRFPs\Saudi Energy\SEC RFP-C001761456\downloaded-rfp\SEC RFP-C001761456.xls
Saudi Energy | SEC RFP-C001761456 | 901222340 | 120 901222340 UNIT,BULK NOUN:FILTER,0.7... | 120 901222340 UNIT,BULK NOUN:FILTER,0.7 MPA,ISO5211 | 2 | ALLRFPs\Saudi Energy\SEC RFP-C001761456\downloaded-rfp\SEC RFP-C001761456.xls
Saudi Energy | SEC RFP-C001761456 | 905656052 | 130 905656052 KIT,ACTUATOR,REPAIR,DIAPH... | 130 905656052 KIT,ACTUATOR,REPAIR,DIAPHRAGM, O-RING,CE | 4 | ALLRFPs\Saudi Energy\SEC RFP-C001761456\downloaded-rfp\SEC RFP-C001761456.xls
Saudi Energy | SEC RFP-C001761456 | 905673066 | 140 905673066 ELECTRODE,DRUM LEVEL INDI... | 140 905673066 ELECTRODE,DRUM LEVEL INDICATOR,SSTL,IEC | 17 | ALLRFPs\Saudi Energy\SEC RFP-C001761456\downloaded-rfp\SEC RFP-C001761456.xls
Saudi Energy | SEC RFP-C001761456 | 905682747 | 150 905682747 KIT,ACTUATOR 88-SIZE 6,RE... | 150 905682747 KIT,ACTUATOR 88-SIZE 6,REPAIR,DIAPHRAGM, | 3 | ALLRFPs\Saudi Energy\SEC RFP-C001761456\downloaded-rfp\SEC RFP-C001761456.xls
Saudi Energy | SEC RFP-C001761456 | 905687554 | 160 905687554 KIT,ACTUATOR,SEALING,OIL ... | 160 905687554 KIT,ACTUATOR,SEALING,OIL SEAL, O-RING,CE | 1 | ALLRFPs\Saudi Energy\SEC RFP-C001761456\downloaded-rfp\SEC RFP-C001761456.xls
Saudi Energy | SEC RFP-C001761456 | 905910446 | 170 905910446 DISC,VALVE,RELIEF 2-1/2 I... | 170 905910446 DISC,VALVE,RELIEF 2-1/2 IN,INCONE X-750, | 2 | ALLRFPs\Saudi Energy\SEC RFP-C001761456\downloaded-rfp\SEC RFP-C001761456.xls
Saudi Energy | SEC RFP-C001761456 | 905653457 | 180 905653457 VALVE,GLOBE,20MM,20MM,150... | 180 905653457 VALVE,GLOBE,20MM,20MM,150 LB,FLG CONN,#1 | 2 | ALLRFPs\Saudi Energy\SEC RFP-C001761456\downloaded-rfp\SEC RFP-C001761456.xls
Saudi Energy | SEC RFP-C001761456 | 905675176 | 190 905675176 VALVE,SPOOL,BRS,6MM PS,42... | 190 905675176 VALVE,SPOOL,BRS,6MM PS,420 BAR,#HTGD4710 | 2 | ALLRFPs\Saudi Energy\SEC RFP-C001761456\downloaded-rfp\SEC RFP-C001761456.xls
Saudi Energy | SEC RFP-C001761456 | 905684760 | 200 905684760 KIT:BULK NOUN,HP STOP VAL... | 200 905684760 KIT:BULK NOUN,HP STOP VALVE,REPAIR ,GASK | 2 | ALLRFPs\Saudi Energy\SEC RFP-C001761456\downloaded-rfp\SEC RFP-C001761456.xls
Saudi Energy | SEC RFP-C001761456 | 905693292 | 210 905693292 KIT,PHOSPHATE DOSING PUMP... | 210 905693292 KIT,PHOSPHATE DOSING PUMP,REPAIR,VALVE, | 9 | ALLRFPs\Saudi Energy\SEC RFP-C001761456\downloaded-rfp\SEC RFP-C001761456.xls
Saudi Energy | SEC RFP-C001761456 | 901203919 | 220 901203919 BASE,BASE FOR ANTI SCALE ... | 220 901203919 BASE,BASE FOR ANTI SCALE TANK MIXER GEAR | 1 | ALLRFPs\Saudi Energy\SEC RFP-C001761456\downloaded-rfp\SEC RFP-C001761456.xls
Saudi Energy | SEC RFP-C001761456 | 901224492 | 230 901224492 WELL:NO MODIFIER,PROTECTI... | 230 901224492 WELL:NO MODIFIER,PROTECTING WELL,STAINLE | 1 | ALLRFPs\Saudi Energy\SEC RFP-C001761456\downloaded-rfp\SEC RFP-C001761456.xls
Saudi Energy | SEC RFP-C001761456 | 901224500 | 240 901224500 FTNG:BULK NOUN | 240 901224500 FTNG:BULK NOUN | 1 | ALLRFPs\Saudi Energy\SEC RFP-C001761456\downloaded-rfp\SEC RFP-C001761456.xls
Saudi Energy | SEC RFP-C001761456 | 901407005 | 250 901407005 TUBING,NMTLC,FBR,16MM ID,... | 250 901407005 TUBING,NMTLC,FBR,16MM ID,18 MM OD,#HTGG4 | 16 | ALLRFPs\Saudi Energy\SEC RFP-C001761456\downloaded-rfp\SEC RFP-C001761456.xls
Saudi Energy | SEC RFP-C001761456 | 906504201 | 260 906504201 THINNER,ACETONE-1,5 L/5 K... | 260 906504201 THINNER,ACETONE-1,5 L/5 KG CAN | 58 | ALLRFPs\Saudi Energy\SEC RFP-C001761456\downloaded-rfp\SEC RFP-C001761456.xls
Saudi Energy | SEC RFP-C001761456 | 901204819 | 270 901204819 GAUGE,LVL,1.25 IN LG,0.5 ... | 270 901204819 GAUGE,LVL,1.25 IN LG,0.5 NPT,#90LM35102P | 1 | ALLRFPs\Saudi Energy\SEC RFP-C001761456\downloaded-rfp\SEC RFP-C001761456.xls
Saudi Energy | SEC RFP-C001761456 | 901204939 | 280 901204939 GAUGE,LVL,1-1/4 IN LG,1/2... | 280 901204939 GAUGE,LVL,1-1/4 IN LG,1/2 IN NPT,#90LM35 | 1 | ALLRFPs\Saudi Energy\SEC RFP-C001761456\downloaded-rfp\SEC RFP-C001761456.xls
Saudi Energy | SEC RFP-C001761456 | 905678754 | 290 905678754 SUPPRESSOR:SURGE,110 VAC/... | 290 905678754 SUPPRESSOR:SURGE,110 VAC/DC,100 VA/W | 4 | ALLRFPs\Saudi Energy\SEC RFP-C001761456\downloaded-rfp\SEC RFP-C001761456.xls
Saudi Energy | SEC RFP-C001761456 | 901147137 | 300 901147137 KIT,LEVEL GAUGE, REPAIR,W... | 300 901147137 KIT,LEVEL GAUGE, REPAIR,WASHERS, GLASS D | 28 | ALLRFPs\Saudi Energy\SEC RFP-C001761456\downloaded-rfp\SEC RFP-C001761456.xls
Saudi Energy | SEC RFP-C001761456 | 905679166 | 310 905679166 VALVE,GLOBE,1/2 IN,1/2 IN... | 310 905679166 VALVE,GLOBE,1/2 IN,1/2 IN,800 LB,#2BB080 | 61 | ALLRFPs\Saudi Energy\SEC RFP-C001761456\downloaded-rfp\SEC RFP-C001761456.xls
Saudi Energy | SEC RFP-C001761456 | 905679168 | 320 905679168 VALVE,GLOBE,1/2 IN,1/2 IN... | 320 905679168 VALVE,GLOBE,1/2 IN,1/2 IN,PN25,#MSSSP80 | 13 | ALLRFPs\Saudi Energy\SEC RFP-C001761456\downloaded-rfp\SEC RFP-C001761456.xls
Saudi Energy | SEC RFP-C001761456 | 905685876 | 330 905685876 BACKSEAT:VALVE,GATE VALVE... | 330 905685876 BACKSEAT:VALVE,GATE VALVE,SSTL,ASTM A182 | 4 | ALLRFPs\Saudi Energy\SEC RFP-C001761456\downloaded-rfp\SEC RFP-C001761456.xls
Saudi Energy | SEC RFP-C001761456 | 905912867 | 340 905912867 REFRACTORY:BRICK,114 MM W... | 340 905912867 REFRACTORY:BRICK,114 MM WD X 230 MM LG X | 20 | ALLRFPs\Saudi Energy\SEC RFP-C001761456\downloaded-rfp\SEC RFP-C001761456.xls
Saudi Energy | SEC RFP-C001761456 | 905650165 | 350 905650165 VALVE,GLOBE,1-1/2 IN,1-1/... | 350 905650165 VALVE,GLOBE,1-1/2 IN,1-1/2 IN,600 LB,#69 | 3 | ALLRFPs\Saudi Energy\SEC RFP-C001761456\downloaded-rfp\SEC RFP-C001761456.xls
Saudi Energy | SEC RFP-C001761456 | 905690488 | 360 905690488 KIT,SOLENOID VALVES,REPAI... | 360 905690488 KIT,SOLENOID VALVES,REPAIR,O-RINGS,SEALS | 47 | ALLRFPs\Saudi Energy\SEC RFP-C001761456\downloaded-rfp\SEC RFP-C001761456.xls
Saudi Energy | SEC RFP-C001761456 | 905673414 | 370 905673414 VALVE,GLOBE,1/2 IN,1/2 IN... | 370 905673414 VALVE,GLOBE,1/2 IN,1/2 IN,800 LB,#Y312WB | 16 | ALLRFPs\Saudi Energy\SEC RFP-C001761456\downloaded-rfp\SEC RFP-C001761456.xls
Saudi Energy | SEC RFP-C001761456 | 902006327 | 380 902006327 VALVE,GLOBE,1/2 IN,1/2 IN... | 380 902006327 VALVE,GLOBE,1/2 IN,1/2 IN,800 LB,#E13555 | 50 | ALLRFPs\Saudi Energy\SEC RFP-C001761456\downloaded-rfp\SEC RFP-C001761456.xls
Saudi Energy | SEC RFP-C001761456 | 905690992 | 390 905690992 PLATE,METAL, BOILER AIR D... | 390 905690992 PLATE,METAL, BOILER AIR DUCT,4 MM TH X 1 | 15 | ALLRFPs\Saudi Energy\SEC RFP-C001761456\downloaded-rfp\SEC RFP-C001761456.xls
Saudi Energy | SEC RFP-C001761456 | 905654292 | 400 905654292 VALVE,DIAPH,LIGHT ALLOY B... | 400 905654292 VALVE,DIAPH,LIGHT ALLOY BODY,1/2 IN,#346 | 6 | ALLRFPs\Saudi Energy\SEC RFP-C001761456\downloaded-rfp\SEC RFP-C001761456.xls
Saudi Energy | SEC RFP-C001761456 | 905687907 | 410 905687907 KIT,SOLENOID VALVE,REBUIL... | 410 905687907 KIT,SOLENOID VALVE,REBUILT/REPAIR,O-RING | 11 | ALLRFPs\Saudi Energy\SEC RFP-C001761456\downloaded-rfp\SEC RFP-C001761456.xls
Saudi Energy | SEC RFP-C001761456 | 905685878 | 420 905685878 SLEEVE,YOKE,VALVE GATE,B1... | 420 905685878 SLEEVE,YOKE,VALVE GATE,B148 GR. A | 4 | ALLRFPs\Saudi Energy\SEC RFP-C001761456\downloaded-rfp\SEC RFP-C001761456.xls
Saudi Energy | SEC RFP-C001761456 | 901206351 | 430 901206351 GLASS,CONSTANT LEVEL OIL,... | 430 901206351 GLASS,CONSTANT LEVEL OIL,58 MM X 30 MMX | 3 | ALLRFPs\Saudi Energy\SEC RFP-C001761456\downloaded-rfp\SEC RFP-C001761456.xls
Saudi Energy | SEC RFP-C001761456 | 905688821 | 440 905688821 GLASS,SIGHT,COOLING WATER... | 440 905688821 GLASS,SIGHT,COOLING WATER PUMP,CLEAR,AL/ | 2 | ALLRFPs\Saudi Energy\SEC RFP-C001761456\downloaded-rfp\SEC RFP-C001761456.xls
Saudi Energy | SEC RFP-C001761456 | 905693321 | 450 905693321 GLASS,SIGHT,DESALINATION ... | 450 905693321 GLASS,SIGHT,DESALINATION PUMP,6.25 INCH | 1 | ALLRFPs\Saudi Energy\SEC RFP-C001761456\downloaded-rfp\SEC RFP-C001761456.xls
Saudi Energy | SEC RFP-C001761460 | 901016320 | 10 901016320 SEAL,JOINT, HORIZONTAL,19... | 10 901016320 SEAL,JOINT, HORIZONTAL,19 MM WD X 92 MM | 8 | ALLRFPs\Saudi Energy\SEC RFP-C001761460\downloaded-rfp\SEC RFP-C001761460.xls
Saudi Energy | SEC RFP-C001761460 | 902001623 | 20 902001623 PIN,LOCKING,ROTOR BUCKET,... | 20 902001623 PIN,LOCKING,ROTOR BUCKET,GAS TURBINE,3 M | 2 | ALLRFPs\Saudi Energy\SEC RFP-C001761460\downloaded-rfp\SEC RFP-C001761460.xls
Saudi Energy | SEC RFP-C001761460 | 902012424 | 30 902012424 RING,FUEL NOZZLE,1-1/2 IN... | 30 902012424 RING,FUEL NOZZLE,1-1/2 IN ID X 2-1/4 IN | 50 | ALLRFPs\Saudi Energy\SEC RFP-C001761460\downloaded-rfp\SEC RFP-C001761460.xls
Saudi Energy | SEC RFP-C001761460 | 901211850 | 40 901211850 SOLENOID:LINEAR,110 VAC,P... | 40 901211850 SOLENOID:LINEAR,110 VAC,PISTON SPOOL VAL | 1 | ALLRFPs\Saudi Energy\SEC RFP-C001761460\downloaded-rfp\SEC RFP-C001761460.xls
Saudi Energy | SEC RFP-C001761460 | 905634455 | 50 905634455 COMPOUND,SEALING,BLK,5 KG... | 50 905634455 COMPOUND,SEALING,BLK,5 KG CAN | 1 | ALLRFPs\Saudi Energy\SEC RFP-C001761460\downloaded-rfp\SEC RFP-C001761460.xls
Saudi Energy | SEC RFP-C001761460 | 905698488 | 60 905698488 SUPPORT,BEARING, (1) UPPE... | 60 905698488 SUPPORT,BEARING, (1) UPPER HALF | 1 | ALLRFPs\Saudi Energy\SEC RFP-C001761460\downloaded-rfp\SEC RFP-C001761460.xls
Saudi Energy | SEC RFP-C001761460 | 905698523 | 70 905698523 SUPPORT,BEARING, (2) UPPE... | 70 905698523 SUPPORT,BEARING, (2) UPPER HALF | 1 | ALLRFPs\Saudi Energy\SEC RFP-C001761460\downloaded-rfp\SEC RFP-C001761460.xls
Saudi Energy | SEC RFP-C001761460 | 905584050 | 80 905584050 GAUGE,PRES,0 TO 6 KGF/SQC... | 80 905584050 GAUGE,PRES,0 TO 6 KGF/SQCM,100MM DIAL,#B | 5 | ALLRFPs\Saudi Energy\SEC RFP-C001761460\downloaded-rfp\SEC RFP-C001761460.xls
Saudi Energy | SEC RFP-C001761460 | 905584052 | 90 905584052 GAUGE,PRES,0 TO 25 KG/SQC... | 90 905584052 GAUGE,PRES,0 TO 25 KG/SQCM,#GV42263025K | 15 | ALLRFPs\Saudi Energy\SEC RFP-C001761460\downloaded-rfp\SEC RFP-C001761460.xls
Saudi Energy | SEC RFP-C001761460 | 905584053 | 100 905584053 GAUGE,PRES,0 TO 35 KGF/SQ... | 100 905584053 GAUGE,PRES,0 TO 35 KGF/SQCM,100MM DIAL | 20 | ALLRFPs\Saudi Energy\SEC RFP-C001761460\downloaded-rfp\SEC RFP-C001761460.xls
Saudi Energy | SEC RFP-C001761460 | 905584056 | 110 905584056 GAUGE,PRES,0 TO 150 KG/SQ... | 110 905584056 GAUGE,PRES,0 TO 150 KG/SQCM,#GV422630150 | 5 | ALLRFPs\Saudi Energy\SEC RFP-C001761460\downloaded-rfp\SEC RFP-C001761460.xls
Saudi Energy | SEC RFP-C001761460 | 905584062 | 120 905584062 GAUGE,PRES,0 TO 4 KG/SQCM... | 120 905584062 GAUGE,PRES,0 TO 4 KG/SQCM,100MM DIAL,#DT | 6 | ALLRFPs\Saudi Energy\SEC RFP-C001761460\downloaded-rfp\SEC RFP-C001761460.xls
Saudi Energy | SEC RFP-C001761460 | 905584076 | 130 905584076 GAUGE,PRES,0 TO 50 KGF/SQ... | 130 905584076 GAUGE,PRES,0 TO 50 KGF/SQCM,100MM DIAL | 28 | ALLRFPs\Saudi Energy\SEC RFP-C001761460\downloaded-rfp\SEC RFP-C001761460.xls
Saudi Energy | SEC RFP-C001761460 | 905587508 | 140 905587508 GAUGE,PRES,0 TO 1 MPA,54 ... | 140 905587508 GAUGE,PRES,0 TO 1 MPA,54 MM DIAL,#G1051 | 4 | ALLRFPs\Saudi Energy\SEC RFP-C001761460\downloaded-rfp\SEC RFP-C001761460.xls
Saudi Energy | SEC RFP-C001761460 | 905643739 | 150 905643739 GAUGE,PRES,0 TO 2 KGF/SQC... | 150 905643739 GAUGE,PRES,0 TO 2 KGF/SQCM,94 MM DIAL,#A | 2 | ALLRFPs\Saudi Energy\SEC RFP-C001761460\downloaded-rfp\SEC RFP-C001761460.xls
Saudi Energy | SEC RFP-C001761460 | 905584073 | 160 905584073 GAUGE,VAC,0 TO 4000 MM WA... | 160 905584073 GAUGE,VAC,0 TO 4000 MM WATER,150MM DIAL | 7 | ALLRFPs\Saudi Energy\SEC RFP-C001761460\downloaded-rfp\SEC RFP-C001761460.xls
Saudi Energy | SEC RFP-C001761460 | 905570284 | 170 905570284 REGULATOR,PRES,A105,120 K... | 170 905570284 REGULATOR,PRES,A105,120 KG/SQCM IP,#CV34 | 4 | ALLRFPs\Saudi Energy\SEC RFP-C001761460\downloaded-rfp\SEC RFP-C001761460.xls
Saudi Energy | SEC RFP-C001761460 | 905638314 | 180 905638314 REGULATOR,PRES,PVC,250 PS... | 180 905638314 REGULATOR,PRES,PVC,250 PSI MAX IP | 28 | ALLRFPs\Saudi Energy\SEC RFP-C001761460\downloaded-rfp\SEC RFP-C001761460.xls
Saudi Energy | SEC RFP-C001761460 | 905639155 | 190 905639155 REGULATOR,PRES,CAST AL | 190 905639155 REGULATOR,PRES,CAST AL | 28 | ALLRFPs\Saudi Energy\SEC RFP-C001761460\downloaded-rfp\SEC RFP-C001761460.xls
Saudi Energy | SEC RFP-C001761460 | 905640264 | 200 905640264 REGULATOR,PRES,AL,#AR5060... | 200 905640264 REGULATOR,PRES,AL,#AR506006 | 4 | ALLRFPs\Saudi Energy\SEC RFP-C001761460\downloaded-rfp\SEC RFP-C001761460.xls
Saudi Energy | SEC RFP-C001761460 | 905643420 | 210 905643420 REGULATOR,PRES,AL/PLASTIC... | 210 905643420 REGULATOR,PRES,AL/PLASTIC,3/16 IN INSZ | 4 | ALLRFPs\Saudi Energy\SEC RFP-C001761460\downloaded-rfp\SEC RFP-C001761460.xls
Saudi Energy | SEC RFP-C001761460 | 905697622 | 220 905697622 REGULATOR,PRES | 220 905697622 REGULATOR,PRES | 20 | ALLRFPs\Saudi Energy\SEC RFP-C001761460\downloaded-rfp\SEC RFP-C001761460.xls
Saudi Energy | SEC RFP-C001761460 | 905901193 | 230 905901193 REGULATOR,PRES,STL,#FRISO... | 230 905901193 REGULATOR,PRES,STL,#FRISOP | 7 | ALLRFPs\Saudi Energy\SEC RFP-C001761460\downloaded-rfp\SEC RFP-C001761460.xls
Saudi Energy | SEC RFP-C001761460 | 905566451 | 240 905566451 THERMOMETER,DIAL,0 TO 400... | 240 905566451 THERMOMETER,DIAL,0 TO 400 DEG C,#E1124 | 12 | ALLRFPs\Saudi Energy\SEC RFP-C001761460\downloaded-rfp\SEC RFP-C001761460.xls
Saudi Energy | SEC RFP-C001761460 | 905580381 | 250 905580381 THERMOMETER,DIAL,0 TO 100... | 250 905580381 THERMOMETER,DIAL,0 TO 100 DEG C,#9455145 | 6 | ALLRFPs\Saudi Energy\SEC RFP-C001761460\downloaded-rfp\SEC RFP-C001761460.xls
Saudi Energy | SEC RFP-C001761460 | 905580382 | 260 905580382 THERMOMETER,DIAL,0 TO 200... | 260 905580382 THERMOMETER,DIAL,0 TO 200 DEG C,#9395915 | 6 | ALLRFPs\Saudi Energy\SEC RFP-C001761460\downloaded-rfp\SEC RFP-C001761460.xls
Saudi Energy | SEC RFP-C001761460 | 905580383 | 270 905580383 THERMOMETER,DIAL,0 TO 100... | 270 905580383 THERMOMETER,DIAL,0 TO 100 DEG C,#9395919 | 6 | ALLRFPs\Saudi Energy\SEC RFP-C001761460\downloaded-rfp\SEC RFP-C001761460.xls
Saudi Energy | SEC RFP-C001761460 | 903302145 | 280 903302145 BALLAST:HIGH INTENSITY DI... | 280 903302145 BALLAST:HIGH INTENSITY DISCHARGE,220 VAC | 100 | ALLRFPs\Saudi Energy\SEC RFP-C001761460\downloaded-rfp\SEC RFP-C001761460.xls
Saudi Energy | SEC RFP-C001761460 | 901212514 | 290 901212514 PISTON,CYLINDER,3 MM,ALUM... | 290 901212514 PISTON,CYLINDER,3 MM,ALUMINIUM,CE.CSA | 1 | ALLRFPs\Saudi Energy\SEC RFP-C001761460\downloaded-rfp\SEC RFP-C001761460.xls
Saudi Energy | SEC RFP-C001761460 | 909106649 | 300 909106649 KIT,BULK NOUN:REAPIR KIT ... | 300 909106649 KIT,BULK NOUN:REAPIR KIT FOR ACTUATOR,LC | 31 | ALLRFPs\Saudi Energy\SEC RFP-C001761460\downloaded-rfp\SEC RFP-C001761460.xls
Saudi Energy | SEC RFP-C001761460 | 905903741 | 310 905903741 KIT, | 310 905903741 KIT, | 2 | ALLRFPs\Saudi Energy\SEC RFP-C001761460\downloaded-rfp\SEC RFP-C001761460.xls
Saudi Energy | SEC RFP-C001761460 | 905581043 | 320 905581043 LUBRICATOR:AUTOMATIC,150 ... | 320 905581043 LUBRICATOR:AUTOMATIC,150 CC CAPACITY,RES | 8 | ALLRFPs\Saudi Energy\SEC RFP-C001761460\downloaded-rfp\SEC RFP-C001761460.xls
Saudi Energy | SEC RFP-C001761460 | 905619837 | 330 905619837 LUBRICATOR:AUTOMATIC,OIL,... | 330 905619837 LUBRICATOR:AUTOMATIC,OIL,13.5 MM DIA MPT | 4 | ALLRFPs\Saudi Energy\SEC RFP-C001761460\downloaded-rfp\SEC RFP-C001761460.xls
Saudi Energy | SEC RFP-C001761482 | 902504057 | 10 902504057 NUT,LOCK,STL,M24 DIA,3 MM... | 10 902504057 NUT,LOCK,STL,M24 DIA,3 MM,#HTCT403460P00 | 59 | ALLRFPs\Saudi Energy\SEC RFP-C001761482\downloaded-rfp\SEC RFP-C001761482.xls
Saudi Energy | SEC RFP-C001761482 | 905941992 | 20 905941992 FILTER,AIR,CELLULOSE FIBE... | 20 905941992 FILTER,AIR,CELLULOSE FIBER,#F20C4MTO | 6 | ALLRFPs\Saudi Energy\SEC RFP-C001761482\downloaded-rfp\SEC RFP-C001761482.xls
Saudi Energy | SEC RFP-C001761482 | 902008259 | 30 902008259 CABLE:IGNITION,6.5 MM,SAE... | 30 902008259 CABLE:IGNITION,6.5 MM,SAE J2031 | 6 | ALLRFPs\Saudi Energy\SEC RFP-C001761482\downloaded-rfp\SEC RFP-C001761482.xls
Saudi Energy | SEC RFP-C001761482 | 905930241 | 40 905930241 RING:BULK NOUN,MATL:STL,,... | 40 905930241 RING:BULK NOUN,MATL:STL,,PARENT EQUIPMEN | 3 | ALLRFPs\Saudi Energy\SEC RFP-C001761482\downloaded-rfp\SEC RFP-C001761482.xls
Saudi Energy | SEC RFP-C001761482 | 905912620 | 50 905912620 PLATE,VENTILATION,BEARING... | 50 905912620 PLATE,VENTILATION,BEARING,GAS TURBINE,40 | 6 | ALLRFPs\Saudi Energy\SEC RFP-C001761482\downloaded-rfp\SEC RFP-C001761482.xls
Saudi Energy | SEC RFP-C001761482 | 901015749 | 60 901015749 KIT,COMPRESSOR ROW #13 TO... | 60 901015749 KIT,COMPRESSOR ROW #13 TO 17,GAS TURBINE | 5 | ALLRFPs\Saudi Energy\SEC RFP-C001761482\downloaded-rfp\SEC RFP-C001761482.xls
Saudi Energy | SEC RFP-C001761482 | 902508549 | 70 902508549 SEGMENT,FINNED,CUMBUSTION... | 70 902508549 SEGMENT,FINNED,CUMBUSTION CHAMBER,GAS TU | 2,448 | ALLRFPs\Saudi Energy\SEC RFP-C001761482\downloaded-rfp\SEC RFP-C001761482.xls
Saudi Energy | SEC RFP-C001761482 | 905930226 | 80 905930226 BEARING:PLAIN,JOURNAL,280... | 80 905930226 BEARING:PLAIN,JOURNAL,280 MM ID X 400 MM | 2 | ALLRFPs\Saudi Energy\SEC RFP-C001761482\downloaded-rfp\SEC RFP-C001761482.xls
Saudi Energy | SEC RFP-C001761482 | 905589377 | 90 905589377 BOLT:TENSION,30 MM DIA,3.... | 90 905589377 BOLT:TENSION,30 MM DIA,3.5 MM,100 MM LG, | 4 | ALLRFPs\Saudi Energy\SEC RFP-C001761482\downloaded-rfp\SEC RFP-C001761482.xls
Saudi Energy | SEC RFP-C001761482 | 905618035 | 100 905618035 SCREW,SET,SSTL,20MM DIA,2... | 100 905618035 SCREW,SET,SSTL,20MM DIA,2.5 MM,24MM LG | 10 | ALLRFPs\Saudi Energy\SEC RFP-C001761482\downloaded-rfp\SEC RFP-C001761482.xls
Saudi Energy | SEC RFP-C001761482 | 905941227 | 110 905941227 NUT:INTERNAL WRENCHING,16... | 110 905941227 NUT:INTERNAL WRENCHING,16 MM DIA,2 MM,ST | 3 | ALLRFPs\Saudi Energy\SEC RFP-C001761482\downloaded-rfp\SEC RFP-C001761482.xls
Saudi Energy | SEC RFP-C001761482 | 901407301 | 120 901407301 PUMP,CNTRFGL,460 GPM,1 ST... | 120 901407301 PUMP,CNTRFGL,460 GPM,1 STG,#VCRE351A9556 | 1 | ALLRFPs\Saudi Energy\SEC RFP-C001761482\downloaded-rfp\SEC RFP-C001761482.xls
Saudi Energy | SEC RFP-C001761482 | 901330162 | 130 901330162 PUMP,CNTRFGL,20 L/SEC,#KW... | 130 901330162 PUMP,CNTRFGL,20 L/SEC,#KWGZ0000018973 | 1 | ALLRFPs\Saudi Energy\SEC RFP-C001761482\downloaded-rfp\SEC RFP-C001761482.xls
Saudi Energy | SEC RFP-C001761482 | 905690413 | 140 905690413 PUMP,CNTRFGL,8.33 L/S, 30... | 140 905690413 PUMP,CNTRFGL,8.33 L/S, 30 CMH,9 STG,#NSG | 1 | ALLRFPs\Saudi Energy\SEC RFP-C001761482\downloaded-rfp\SEC RFP-C001761482.xls
Saudi Energy | SEC RFP-C001761482 | 905912792 | 150 905912792 PUMP,CNTRFGL,53 L/S,1 STG... | 150 905912792 PUMP,CNTRFGL,53 L/S,1 STG,32 M HD HD,#TC | 1 | ALLRFPs\Saudi Energy\SEC RFP-C001761482\downloaded-rfp\SEC RFP-C001761482.xls
Saudi Energy | SEC RFP-C001761482 | 902004121 | 160 902004121 PUMP,RECIP,3/8 IN,HYDRAUL... | 160 902004121 PUMP,RECIP,3/8 IN,HYDRAULIC OIL PROC FL | 1 | ALLRFPs\Saudi Energy\SEC RFP-C001761482\downloaded-rfp\SEC RFP-C001761482.xls
Saudi Energy | SEC RFP-C001761482 | 905675779 | 170 905675779 MOTOR,ELEC,AC,60 HP,460,A... | 170 905675779 MOTOR,ELEC,AC,60 HP,460,ABS P,60HZ,3560 | 2 | ALLRFPs\Saudi Energy\SEC RFP-C001761482\downloaded-rfp\SEC RFP-C001761482.xls
Saudi Energy | SEC RFP-C001761482 | 905690099 | 180 905690099 MOTOR,ELEC,AC,30/5 KW,440... | 180 905690099 MOTOR,ELEC,AC,30/5 KW,440,ABS P,60HZ,#KW | 1 | ALLRFPs\Saudi Energy\SEC RFP-C001761482\downloaded-rfp\SEC RFP-C001761482.xls
Saudi Energy | SEC RFP-C001761482 | 905911949 | 190 905911949 MOTOR,ELEC,AC,125 HP,460,... | 190 905911949 MOTOR,ELEC,AC,125 HP,460,ABS P,60HZ,3600 | 2 | ALLRFPs\Saudi Energy\SEC RFP-C001761482\downloaded-rfp\SEC RFP-C001761482.xls
Saudi Energy | SEC RFP-C001761505 | 905673419 | 10 905673419 VALVE,GLOBE,2 IN,2 IN,250... | 10 905673419 VALVE,GLOBE,2 IN,2 IN,2500 LB,SW CONN,#1 | 5 | ALLRFPs\Saudi Energy\SEC RFP-C001761505\downloaded-rfp\SEC RFP-C001761505.xls
Saudi Energy | SEC RFP-C001761505 | 905673430 | 20 905673430 VALVE,GLOBE,3/4 IN,3/4 IN... | 20 905673430 VALVE,GLOBE,3/4 IN,3/4 IN,2500 LB,#Y1153 | 5 | ALLRFPs\Saudi Energy\SEC RFP-C001761505\downloaded-rfp\SEC RFP-C001761505.xls
Saudi Energy | SEC RFP-C001761505 | 905673420 | 30 905673420 VALVE,GLOBE,2 IN,2 IN,250... | 30 905673420 VALVE,GLOBE,2 IN,2 IN,2500 LB,537 DEG C | 5 | ALLRFPs\Saudi Energy\SEC RFP-C001761505\downloaded-rfp\SEC RFP-C001761505.xls
Saudi Energy | SEC RFP-C001761505 | 901215981 | 40 901215981 VALVE,DIAPH,GG25 BODY,DN8... | 40 901215981 VALVE,DIAPH,GG25 BODY,DN80,PN10,FLG CONN | 2 | ALLRFPs\Saudi Energy\SEC RFP-C001761505\downloaded-rfp\SEC RFP-C001761505.xls
Saudi Energy | SEC RFP-C001761505 | 905680832 | 50 905680832 VALVE,DIAPH,STL BODY,DN15... | 50 905680832 VALVE,DIAPH,STL BODY,DN150,PN10,FLG CONN | 4 | ALLRFPs\Saudi Energy\SEC RFP-C001761505\downloaded-rfp\SEC RFP-C001761505.xls
Saudi Energy | SEC RFP-C001761505 | 905683933 | 60 905683933 DISC,VALVE,SAFETY RELIEF ... | 60 905683933 DISC,VALVE,SAFETY RELIEF 2 IN,410 SSTL,A | 3 | ALLRFPs\Saudi Energy\SEC RFP-C001761505\downloaded-rfp\SEC RFP-C001761505.xls
Saudi Energy | SEC RFP-C001761505 | 905679922 | 70 905679922 VALVE,DIAPH,CI BODY,DN40,... | 70 905679922 VALVE,DIAPH,CI BODY,DN40,150 LB,FLG CONN | 2 | ALLRFPs\Saudi Energy\SEC RFP-C001761505\downloaded-rfp\SEC RFP-C001761505.xls
Saudi Energy | SEC RFP-C001761505 | 905656565 | 80 905656565 KIT,BUTTERFLY VALVE,SEALI... | 80 905656565 KIT,BUTTERFLY VALVE,SEALING,(1) SEAL, (1 | 2 | ALLRFPs\Saudi Energy\SEC RFP-C001761505\downloaded-rfp\SEC RFP-C001761505.xls
Saudi Energy | SEC RFP-C001761505 | 905673413 | 90 905673413 VALVE,GLOBE,1 IN,1 IN,150... | 90 905673413 VALVE,GLOBE,1 IN,1 IN,1500 LB,#Y754WBSW | 1 | ALLRFPs\Saudi Energy\SEC RFP-C001761505\downloaded-rfp\SEC RFP-C001761505.xls
Saudi Energy | SEC RFP-C001761505 | 905683531 | 100 905683531 RING,VALVE,A105 | 100 905683531 RING,VALVE,A105 | 3 | ALLRFPs\Saudi Energy\SEC RFP-C001761505\downloaded-rfp\SEC RFP-C001761505.xls
Saudi Energy | SEC RFP-C001761505 | 905673070 | 110 905673070 REGULATOR,FLTR,AL,1 MPA I... | 110 905673070 REGULATOR,FLTR,AL,1 MPA IP,#AW41102B2X51 | 14 | ALLRFPs\Saudi Energy\SEC RFP-C001761505\downloaded-rfp\SEC RFP-C001761505.xls
Saudi Energy | SEC RFP-C001761505 | 901203816 | 120 901203816 PLATE,MECHANICAL SEAL COV... | 120 901203816 PLATE,MECHANICAL SEAL COVER,CSTL,API 610 | 4 | ALLRFPs\Saudi Energy\SEC RFP-C001761505\downloaded-rfp\SEC RFP-C001761505.xls
Saudi Energy | SEC RFP-C001761505 | 901218240 | 130 901218240 COLLECTOR,CURRENT:100 A,0... | 130 901218240 COLLECTOR,CURRENT:100 A,0.8 GM WEIGHT,IE | 8 | ALLRFPs\Saudi Energy\SEC RFP-C001761505\downloaded-rfp\SEC RFP-C001761505.xls
Saudi Energy | SEC RFP-C001761505 | 901218244 | 140 901218244 COLLECTOR,CURRENT:100 A,0... | 140 901218244 COLLECTOR,CURRENT:100 A,0.08 WEIGHT,IEC | 6 | ALLRFPs\Saudi Energy\SEC RFP-C001761505\downloaded-rfp\SEC RFP-C001761505.xls
Saudi Energy | SEC RFP-C001761505 | 901218755 | 150 901218755 CONN,ELEC,SENSOR,0.14 TO ... | 150 901218755 CONN,ELEC,SENSOR,0.14 TO 2.5 SQMM,#HAN7D | 1 | ALLRFPs\Saudi Energy\SEC RFP-C001761505\downloaded-rfp\SEC RFP-C001761505.xls
Saudi Energy | SEC RFP-C001761505 | 901220047 | 160 901220047 FLOAT,FLUID LEVEL:LEVEL S... | 160 901220047 FLOAT,FLUID LEVEL:LEVEL SWITCH,316L,70 X | 16 | ALLRFPs\Saudi Energy\SEC RFP-C001761505\downloaded-rfp\SEC RFP-C001761505.xls
Saudi Energy | SEC RFP-C001761505 | 905653065 | 170 905653065 REGULATOR,FLTR,STL,12 BAR... | 170 905653065 REGULATOR,FLTR,STL,12 BAR IP,#34206016 | 1 | ALLRFPs\Saudi Energy\SEC RFP-C001761505\downloaded-rfp\SEC RFP-C001761505.xls
Saudi Energy | SEC RFP-C001761505 | 905661461 | 180 905661461 RELAY:GP,250 VAC 6 A,1NO1... | 180 905661461 RELAY:GP,250 VAC 6 A,1NO1NC,24 VDC,SILVE | 8 | ALLRFPs\Saudi Energy\SEC RFP-C001761505\downloaded-rfp\SEC RFP-C001761505.xls
Saudi Energy | SEC RFP-C001761505 | 905675296 | 190 905675296 SENSOR,SPEED,IEC | 190 905675296 SENSOR,SPEED,IEC | 1 | ALLRFPs\Saudi Energy\SEC RFP-C001761505\downloaded-rfp\SEC RFP-C001761505.xls
Saudi Energy | SEC RFP-C001761505 | 905678173 | 200 905678173 LINK,EXTENSION,COUPLING C... | 200 905678173 LINK,EXTENSION,COUPLING CHAIN,BAND SCREE | 8 | ALLRFPs\Saudi Energy\SEC RFP-C001761505\downloaded-rfp\SEC RFP-C001761505.xls
Saudi Energy | SEC RFP-C001761505 | 905689604 | 210 905689604 SWITCH,LVL,SPDT,1 BAR, 10... | 210 905689604 SWITCH,LVL,SPDT,1 BAR, 100 DEG C,FLT,#L0 | 2 | ALLRFPs\Saudi Energy\SEC RFP-C001761505\downloaded-rfp\SEC RFP-C001761505.xls
Saudi Energy | SEC RFP-C001761505 | 905914264 | 220 905914264 SWITCH,LVL,1SPDT,200 MM (... | 220 905914264 SWITCH,LVL,1SPDT,200 MM (ATM 24-37C),#C | 5 | ALLRFPs\Saudi Energy\SEC RFP-C001761505\downloaded-rfp\SEC RFP-C001761505.xls
Saudi Energy | SEC RFP-C001761505 | 905914276 | 230 905914276 SWITCH,LVL,DPDT,0 TO 200 ... | 230 905914276 SWITCH,LVL,DPDT,0 TO 200 MM,FLT,#CAP98XP | 4 | ALLRFPs\Saudi Energy\SEC RFP-C001761505\downloaded-rfp\SEC RFP-C001761505.xls
Saudi Energy | SEC RFP-C001761505 | 906508510 | 240 906508510 SENSOR,SPEED,0 TO 1000 RP... | 240 906508510 SENSOR,SPEED,0 TO 1000 RPM,12 VDC 400 MA | 3 | ALLRFPs\Saudi Energy\SEC RFP-C001761505\downloaded-rfp\SEC RFP-C001761505.xls
Saudi Energy | SEC RFP-C001761505 | 909410682 | 250 909410682 JOINT,FEED TUBE,2-1/2 IN,... | 250 909410682 JOINT,FEED TUBE,2-1/2 IN,STAINLESS STEEL | 168 | ALLRFPs\Saudi Energy\SEC RFP-C001761505\downloaded-rfp\SEC RFP-C001761505.xls
Saudi Energy | SEC RFP-C001761505 | 901425348 | 260 901425348 GSKT:BULK NOUN | 260 901425348 GSKT:BULK NOUN | 8 | ALLRFPs\Saudi Energy\SEC RFP-C001761505\downloaded-rfp\SEC RFP-C001761505.xls
Saudi Energy | SEC RFP-C001761505 | 901425349 | 270 901425349 GSKT:BULK NOUN | 270 901425349 GSKT:BULK NOUN | 5 | ALLRFPs\Saudi Energy\SEC RFP-C001761505\downloaded-rfp\SEC RFP-C001761505.xls
Saudi Energy | SEC RFP-C001761505 | 905652386 | 280 905652386 BREATHER:AIR,PUMP,(20 MM ... | 280 905652386 BREATHER:AIR,PUMP,(20 MM X 40 MM) OD X 3 | 3 | ALLRFPs\Saudi Energy\SEC RFP-C001761505\downloaded-rfp\SEC RFP-C001761505.xls
Saudi Energy | SEC RFP-C001761505 | 905662151 | 290 905662151 GASKET,GENERATOR,SPIRAL W... | 290 905662151 GASKET,GENERATOR,SPIRAL WOUND,ROUND,1 M | 5 | ALLRFPs\Saudi Energy\SEC RFP-C001761505\downloaded-rfp\SEC RFP-C001761505.xls
Saudi Energy | SEC RFP-C001761505 | 905674504 | 300 905674504 GASKET,INSULATION,ROUND,3... | 300 905674504 GASKET,INSULATION,ROUND,35 MM ID X 75 MM | 18 | ALLRFPs\Saudi Energy\SEC RFP-C001761505\downloaded-rfp\SEC RFP-C001761505.xls
Saudi Energy | SEC RFP-C001761505 | 905682831 | 310 905682831 BREATHER:AIR,LUBE OIL SYS... | 310 905682831 BREATHER:AIR,LUBE OIL SYSTEM TANK OF FOR | 6 | ALLRFPs\Saudi Energy\SEC RFP-C001761505\downloaded-rfp\SEC RFP-C001761505.xls
Saudi Energy | SEC RFP-C001761505 | 905684688 | 320 905684688 WIRE:GROUNDING,CU,16 AWG,... | 320 905684688 WIRE:GROUNDING,CU,16 AWG,37 STR,CSA/UL | 39 | ALLRFPs\Saudi Energy\SEC RFP-C001761505\downloaded-rfp\SEC RFP-C001761505.xls
Saudi Energy | SEC RFP-C001761505 | 905910877 | 330 905910877 GASKET,SEALING,ROUND,ROUN... | 330 905910877 GASKET,SEALING,ROUND,ROUND,212 MM ID X 2 | 14 | ALLRFPs\Saudi Energy\SEC RFP-C001761505\downloaded-rfp\SEC RFP-C001761505.xls
Saudi Energy | SEC RFP-C001761505 | 905913881 | 340 905913881 SHAFT,INDUCED DRAFT FAN,S... | 340 905913881 SHAFT,INDUCED DRAFT FAN,STL,C45 | 34 | ALLRFPs\Saudi Energy\SEC RFP-C001761505\downloaded-rfp\SEC RFP-C001761505.xls
Saudi Energy | SEC RFP-C001761505 | 909410585 | 350 909410585 GASKET,SPRLWND,PS,AUTOCLO... | 350 909410585 GASKET,SPRLWND,PS,AUTOCLOVE | 62 | ALLRFPs\Saudi Energy\SEC RFP-C001761505\downloaded-rfp\SEC RFP-C001761505.xls
Saudi Energy | SEC RFP-C001762015 - 6001762015 | 903103128 | 10 903103128 CABLE,ELEC,CU,XLPE,630SQM... | 10 903103128 CABLE,ELEC,CU,XLPE,630SQMM,1,53 STRAND | 20,000 | ALLRFPs\Saudi Energy\SEC RFP-C001762015 - 6001762015\downloaded-rfp\SEC RFP-C001762015 - 6001762015.xls
Saudi Energy | SEC RFP-C001762052 | 905685213 | 10 905685213 BRACKET,BEARING LINER,STL... | 10 905685213 BRACKET,BEARING LINER,STL,ASTM | 1 | ALLRFPs\Saudi Energy\SEC RFP-C001762052\downloaded-rfp\SEC RFP-C001762052.xls
Saudi Energy | SEC RFP-C001762727 | 909505596 | 10 909505596 FTNG:BULK NOUN | 10 909505596 FTNG:BULK NOUN | 20 | ALLRFPs\Saudi Energy\SEC RFP-C001762727\downloaded-rfp\SEC RFP-C001762727.xls
Saudi Energy | SEC RFP-C001762727 | 909505614 | 20 909505614 FTNG,3/4 IN,316 SSTL, AST... | 20 909505614 FTNG,3/4 IN,316 SSTL, ASTM | 20 | ALLRFPs\Saudi Energy\SEC RFP-C001762727\downloaded-rfp\SEC RFP-C001762727.xls
Saudi Energy | SEC RFP-C001762800 | 905618316 | 10 905618316 CABLE:IGNITION,5/16 IN,SI... | 10 905618316 CABLE:IGNITION,5/16 IN,SILICONE SHEATH W | 5 | ALLRFPs\Saudi Energy\SEC RFP-C001762800\downloaded-rfp\SEC RFP-C001762800.xls
Saudi Energy | SEC RFP-C001762800 | 901231539 | 20 901231539 BEARING:PLAIN,JOURNAL,315... | 20 901231539 BEARING:PLAIN,JOURNAL,315 MM ID X 445 MM | 2 | ALLRFPs\Saudi Energy\SEC RFP-C001762800\downloaded-rfp\SEC RFP-C001762800.xls
Saudi Energy | SEC RFP-C001762800 | 900205280 | 30 900205280 CABLE,INSTRUMENTATION:SPE... | 30 900205280 CABLE,INSTRUMENTATION:SPEED PICKUP CABLE | 12 | ALLRFPs\Saudi Energy\SEC RFP-C001762800\downloaded-rfp\SEC RFP-C001762800.xls
Saudi Energy | SEC RFP-C001762800 | 901241835 | 40 901241835 BRG:PLN | 40 901241835 BRG:PLN | 8 | ALLRFPs\Saudi Energy\SEC RFP-C001762800\downloaded-rfp\SEC RFP-C001762800.xls
Saudi Energy | SEC RFP-C001762800 | 901241836 | 50 901241836 BRG:PLN | 50 901241836 BRG:PLN | 6 | ALLRFPs\Saudi Energy\SEC RFP-C001762800\downloaded-rfp\SEC RFP-C001762800.xls
Saudi Energy | SEC RFP-C001762800 | 901241837 | 60 901241837 NUT:HEX,CSTL,2-3/4 IN DIA... | 60 901241837 NUT:HEX,CSTL,2-3/4 IN DIA,4 MM,5-1/2 IN | 8 | ALLRFPs\Saudi Energy\SEC RFP-C001762800\downloaded-rfp\SEC RFP-C001762800.xls
Saudi Energy | SEC RFP-C001762800 | 901225093 | 70 901225093 NZL:BULK NOUN | 70 901225093 NZL:BULK NOUN | 4 | ALLRFPs\Saudi Energy\SEC RFP-C001762800\downloaded-rfp\SEC RFP-C001762800.xls
Saudi Energy | SEC RFP-C001762800 | 901214901 | 80 901214901 CABLE:INSTRUMENTATION,CON... | 80 901214901 CABLE:INSTRUMENTATION,CONTROL,2 CORE X 1 | 4 | ALLRFPs\Saudi Energy\SEC RFP-C001762800\downloaded-rfp\SEC RFP-C001762800.xls
Saudi Energy | SEC RFP-C001763283 | 905837535 | 10 905837535 VENT:FLUID,PUMP,10 MM ID ... | 10 905837535 VENT:FLUID,PUMP,10 MM ID X (17 MM X 28.3 | 26 | ALLRFPs\Saudi Energy\SEC RFP-C001763283\downloaded-rfp\SEC RFP-C001763283.xls
Saudi Energy | SEC RFP-C001763283 | 902005122 | 20 902005122 VALVE,CHECK,SPRING LOADED... | 20 902005122 VALVE,CHECK,SPRING LOADED,5/8 IN X 1 IN | 8 | ALLRFPs\Saudi Energy\SEC RFP-C001763283\downloaded-rfp\SEC RFP-C001763283.xls
Saudi Energy | SEC RFP-C001763283 | 901106997 | 30 901106997 PLATFORM:EQUIPMENT,TRANSI... | 30 901106997 PLATFORM:EQUIPMENT,TRANSITION PIECE,GAS | 28 | ALLRFPs\Saudi Energy\SEC RFP-C001763283\downloaded-rfp\SEC RFP-C001763283.xls
Saudi Energy | SEC RFP-C001763283 | 905503179 | 40 905503179 NUT,BRG LK,FNPT,#CRECRO29 | 40 905503179 NUT,BRG LK,FNPT,#CRECRO29 | 5 | ALLRFPs\Saudi Energy\SEC RFP-C001763283\downloaded-rfp\SEC RFP-C001763283.xls
Saudi Energy | SEC RFP-C001763283 | 905941333 | 50 905941333 SCREW,CAP,STL,3/8 IN DIA,... | 50 905941333 SCREW,CAP,STL,3/8 IN DIA,16 UNC,#2345C87 | 34 | ALLRFPs\Saudi Energy\SEC RFP-C001763283\downloaded-rfp\SEC RFP-C001763283.xls
Saudi Energy | SEC RFP-C001763283 | 905503167 | 60 905503167 SCREW,CAP,ASTL,0.625 IN D... | 60 905503167 SCREW,CAP,ASTL,0.625 IN DIA,10 TPI,#2350 | 17 | ALLRFPs\Saudi Energy\SEC RFP-C001763283\downloaded-rfp\SEC RFP-C001763283.xls
Saudi Energy | SEC RFP-C001763283 | 905942820 | 70 905942820 KEY:SHAFT,SQUARE END,10 M... | 70 905942820 KEY:SHAFT,SQUARE END,10 MM WD X 38 MM LG | 1 | ALLRFPs\Saudi Energy\SEC RFP-C001763283\downloaded-rfp\SEC RFP-C001763283.xls
Saudi Energy | SEC RFP-C001763300 | 905550254 | 10 905550254 VALVE,BALL,TRUNNION MOUNT... | 10 905550254 VALVE,BALL,TRUNNION MOUNT,DN15,ANSI 150 | 6 | ALLRFPs\Saudi Energy\SEC RFP-C001763300\downloaded-rfp\SEC RFP-C001763300.xls
Saudi Energy | SEC RFP-C001763300 | 905653517 | 20 905653517 VALVE,BALL,2 PIECE,DN50,P... | 20 905653517 VALVE,BALL,2 PIECE,DN50,PN25,70/40 DEG C | 6 | ALLRFPs\Saudi Energy\SEC RFP-C001763300\downloaded-rfp\SEC RFP-C001763300.xls
Saudi Energy | SEC RFP-C001763300 | 905653518 | 30 905653518 VALVE,BALL,2 PIECE,DN25,P... | 30 905653518 VALVE,BALL,2 PIECE,DN25,PN80,80/50 DEG C | 10 | ALLRFPs\Saudi Energy\SEC RFP-C001763300\downloaded-rfp\SEC RFP-C001763300.xls
Saudi Energy | SEC RFP-C001763300 | 905653519 | 40 905653519 VALVE,BALL,2 PIECE,DN20,P... | 40 905653519 VALVE,BALL,2 PIECE,DN20,PN30,80/50 DEG C | 9 | ALLRFPs\Saudi Energy\SEC RFP-C001763300\downloaded-rfp\SEC RFP-C001763300.xls
Saudi Energy | SEC RFP-C001763300 | 905653520 | 50 905653520 VALVE,BALL,2 PIECE,DN15,P... | 50 905653520 VALVE,BALL,2 PIECE,DN15,PN30,80/50 DEG C | 10 | ALLRFPs\Saudi Energy\SEC RFP-C001763300\downloaded-rfp\SEC RFP-C001763300.xls
Saudi Energy | SEC RFP-C001763300 | 905653521 | 60 905653521 VALVE,BALL,3 PIECE,DN20,P... | 60 905653521 VALVE,BALL,3 PIECE,DN20,PN64,SW CONN,#A2 | 20 | ALLRFPs\Saudi Energy\SEC RFP-C001763300\downloaded-rfp\SEC RFP-C001763300.xls
Saudi Energy | SEC RFP-C001763300 | 905653531 | 70 905653531 VALVE,BALL,3 PIECE,DN25,P... | 70 905653531 VALVE,BALL,3 PIECE,DN25,PN64,60/40 DEG C | 41 | ALLRFPs\Saudi Energy\SEC RFP-C001763300\downloaded-rfp\SEC RFP-C001763300.xls
Saudi Energy | SEC RFP-C001763300 | 905656864 | 80 905656864 VALVE,BALL,FLOATING,1-1/2... | 80 905656864 VALVE,BALL,FLOATING,1-1/2 IN,150 LB,#AF5 | 1 | ALLRFPs\Saudi Energy\SEC RFP-C001763300\downloaded-rfp\SEC RFP-C001763300.xls
Saudi Energy | SEC RFP-C001763300 | 905681973 | 90 905681973 VALVE,BALL,FLOATING, SERV... | 90 905681973 VALVE,BALL,FLOATING, SERVO,3/4 IN,PN63 | 2 | ALLRFPs\Saudi Energy\SEC RFP-C001763300\downloaded-rfp\SEC RFP-C001763300.xls
Saudi Energy | SEC RFP-C001763300 | 905683611 | 100 905683611 VALVE,BALL,FLOATING,1-1/2... | 100 905683611 VALVE,BALL,FLOATING,1-1/2 IN,600 LB,#HM3 | 3 | ALLRFPs\Saudi Energy\SEC RFP-C001763300\downloaded-rfp\SEC RFP-C001763300.xls
Saudi Energy | SEC RFP-C001763300 | 901215563 | 110 901215563 VALVE,GATE,WEDGE,WOG,1 IN... | 110 901215563 VALVE,GATE,WEDGE,WOG,1 IN,FULL,#DN25800S | 22 | ALLRFPs\Saudi Energy\SEC RFP-C001763300\downloaded-rfp\SEC RFP-C001763300.xls
Saudi Energy | SEC RFP-C001763300 | 905652744 | 120 905652744 VALVE,GATE,WEDGE,WOG,1/2 ... | 120 905652744 VALVE,GATE,WEDGE,WOG,1/2 IN,FULL,#AC6620 | 28 | ALLRFPs\Saudi Energy\SEC RFP-C001763300\downloaded-rfp\SEC RFP-C001763300.xls
Saudi Energy | SEC RFP-C001763300 | 905672590 | 130 905672590 VALVE,GATE,WEDGE,WOG,4IN,... | 130 905672590 VALVE,GATE,WEDGE,WOG,4IN,FULL | 1 | ALLRFPs\Saudi Energy\SEC RFP-C001763300\downloaded-rfp\SEC RFP-C001763300.xls
Saudi Energy | SEC RFP-C001763300 | 905672727 | 140 905672727 VALVE,GATE,WEDGE,WOG,8 IN... | 140 905672727 VALVE,GATE,WEDGE,WOG,8 IN,FULL | 1 | ALLRFPs\Saudi Energy\SEC RFP-C001763300\downloaded-rfp\SEC RFP-C001763300.xls
Saudi Energy | SEC RFP-C001763300 | 905674170 | 150 905674170 VALVE,GATE,SOLID WEDGE,WO... | 150 905674170 VALVE,GATE,SOLID WEDGE,WOG,1/2 IN,FULL | 69 | ALLRFPs\Saudi Energy\SEC RFP-C001763300\downloaded-rfp\SEC RFP-C001763300.xls
Saudi Energy | SEC RFP-C001763300 | 905674719 | 160 905674719 VALVE,GATE,WEDGE,WOG,3/8 ... | 160 905674719 VALVE,GATE,WEDGE,WOG,3/8 IN, DN10,FULL | 29 | ALLRFPs\Saudi Energy\SEC RFP-C001763300\downloaded-rfp\SEC RFP-C001763300.xls
Saudi Energy | SEC RFP-C001763300 | 905674727 | 170 905674727 VALVE,GATE,WEDGE,WOG,1/2 ... | 170 905674727 VALVE,GATE,WEDGE,WOG,1/2 IN, DN15,FULL | 14 | ALLRFPs\Saudi Energy\SEC RFP-C001763300\downloaded-rfp\SEC RFP-C001763300.xls
Saudi Energy | SEC RFP-C001763300 | 905674737 | 180 905674737 VALVE,GATE,WEDGE,WOG,DN25... | 180 905674737 VALVE,GATE,WEDGE,WOG,DN25,FULL,#SG006002 | 5 | ALLRFPs\Saudi Energy\SEC RFP-C001763300\downloaded-rfp\SEC RFP-C001763300.xls
Saudi Energy | SEC RFP-C001763300 | 905679153 | 190 905679153 VALVE,GATE,WEDGE,OIL AND ... | 190 905679153 VALVE,GATE,WEDGE,OIL AND WATER,1-1/2 IN | 2 | ALLRFPs\Saudi Energy\SEC RFP-C001763300\downloaded-rfp\SEC RFP-C001763300.xls
Saudi Energy | SEC RFP-C001763300 | 905679154 | 200 905679154 VALVE,GATE,WEDGE,OIL AND ... | 200 905679154 VALVE,GATE,WEDGE,OIL AND WATER,2 IN,FULL | 23 | ALLRFPs\Saudi Energy\SEC RFP-C001763300\downloaded-rfp\SEC RFP-C001763300.xls
Saudi Energy | SEC RFP-C001763300 | 901208517 | 210 901208517 DETECTOR,FEED WATER PUMPS... | 210 901208517 DETECTOR,FEED WATER PUMPS,MINUS 50 TO 45 | 19 | ALLRFPs\Saudi Energy\SEC RFP-C001763300\downloaded-rfp\SEC RFP-C001763300.xls
Saudi Energy | SEC RFP-C001763300 | 905684686 | 220 905684686 CABLE:INSTRUMENTATION,FLA... | 220 905684686 CABLE:INSTRUMENTATION,FLAME SCANNER,20 A | 182 | ALLRFPs\Saudi Energy\SEC RFP-C001763300\downloaded-rfp\SEC RFP-C001763300.xls
Saudi Energy | SEC RFP-C001763300 | 901122236 | 230 901122236 SLEEVE, | 230 901122236 SLEEVE, | 4 | ALLRFPs\Saudi Energy\SEC RFP-C001763300\downloaded-rfp\SEC RFP-C001763300.xls
Saudi Energy | SEC RFP-C001763300 | 905684687 | 240 905684687 CABLE:IGNITION,6 MM,CU,SA... | 240 905684687 CABLE:IGNITION,6 MM,CU,SAE J2031 | 172 | ALLRFPs\Saudi Energy\SEC RFP-C001763300\downloaded-rfp\SEC RFP-C001763300.xls
Saudi Energy | SEC RFP-C001763300 | 905650604 | 250 905650604 O-RING,2.5 IN GLOBE VALVE... | 250 905650604 O-RING,2.5 IN GLOBE VALVE PRESSURE SEAL, | 10 | ALLRFPs\Saudi Energy\SEC RFP-C001763300\downloaded-rfp\SEC RFP-C001763300.xls
Saudi Energy | SEC RFP-C001763300 | 905656802 | 260 905656802 O-RING,AUXILIARY COOLING ... | 260 905656802 O-RING,AUXILIARY COOLING WATER BOOSTER P | 1 | ALLRFPs\Saudi Energy\SEC RFP-C001763300\downloaded-rfp\SEC RFP-C001763300.xls
Saudi Energy | SEC RFP-C001763300 | 905659490 | 270 905659490 GASKET,GATE VALVE,SPIRAL ... | 270 905659490 GASKET,GATE VALVE,SPIRAL WOUND,IR, ROUND | 2 | ALLRFPs\Saudi Energy\SEC RFP-C001763300\downloaded-rfp\SEC RFP-C001763300.xls
Saudi Energy | SEC RFP-C001763300 | 905913243 | 280 905913243 RING,INTERNAL,53 MM ID X ... | 280 905913243 RING,INTERNAL,53 MM ID X 59.5 MM OD X 2 | 4 | ALLRFPs\Saudi Energy\SEC RFP-C001763300\downloaded-rfp\SEC RFP-C001763300.xls
Saudi Energy | SEC RFP-C001763300 | 905943070 | 290 905943070 O-RING,10.78 MM ID,16.02 ... | 290 905943070 O-RING,10.78 MM ID,16.02 MM OD,2.62 MM W | 1 | ALLRFPs\Saudi Energy\SEC RFP-C001763300\downloaded-rfp\SEC RFP-C001763300.xls
Saudi Energy | SEC RFP-C001763300 | 901409169 | 300 901409169 GASKET,GENERATOR HOUSING ... | 300 901409169 GASKET,GENERATOR HOUSING END PRE-ASSEMBL | 12 | ALLRFPs\Saudi Energy\SEC RFP-C001763300\downloaded-rfp\SEC RFP-C001763300.xls
Saudi Energy | SEC RFP-C001763300 | 901409167 | 310 901409167 GASKET,HOUSING END PRE-AS... | 310 901409167 GASKET,HOUSING END PRE-ASSEMBLED / GASKE | 6 | ALLRFPs\Saudi Energy\SEC RFP-C001763300\downloaded-rfp\SEC RFP-C001763300.xls
Saudi Energy | SEC RFP-C001763300 | 901122048 | 320 901122048 O-RING,BULK NOUN: | 320 901122048 O-RING,BULK NOUN: | 22 | ALLRFPs\Saudi Energy\SEC RFP-C001763300\downloaded-rfp\SEC RFP-C001763300.xls
Saudi Energy | SEC RFP-C001763300 | 901122129 | 330 901122129 RING,BULK NOUN: | 330 901122129 RING,BULK NOUN: | 40 | ALLRFPs\Saudi Energy\SEC RFP-C001763300\downloaded-rfp\SEC RFP-C001763300.xls
Saudi Energy | SEC RFP-C001763300 | 901403876 | 340 901403876 O-RING,TERMINAL BOX FLANG... | 340 901403876 O-RING,TERMINAL BOX FLANGE,81.91 MM ID,9 | 6 | ALLRFPs\Saudi Energy\SEC RFP-C001763300\downloaded-rfp\SEC RFP-C001763300.xls
Saudi Energy | SEC RFP-C001763300 | 901407397 | 350 901407397 GASKET, | 350 901407397 GASKET, | 2 | ALLRFPs\Saudi Energy\SEC RFP-C001763300\downloaded-rfp\SEC RFP-C001763300.xls
Saudi Energy | SEC RFP-C001763300 | 901409166 | 360 901409166 GASKET,HOUSING END PRE-AS... | 360 901409166 GASKET,HOUSING END PRE-ASSEMBLED / GASKE | 14 | ALLRFPs\Saudi Energy\SEC RFP-C001763300\downloaded-rfp\SEC RFP-C001763300.xls
Saudi Energy | SEC RFP-C001763300 | 901499167 | 370 901499167 MATERIAL,GENERATOR,VITON ... | 370 901499167 MATERIAL,GENERATOR,VITON O RING,6 MM DIA | 50 | ALLRFPs\Saudi Energy\SEC RFP-C001763300\downloaded-rfp\SEC RFP-C001763300.xls
Saudi Energy | SEC RFP-C001763300 | 905652634 | 380 905652634 GASKET,BLOW DOWN TANK,SPI... | 380 905652634 GASKET,BLOW DOWN TANK,SPIRAL WOUND,CG, R | 15 | ALLRFPs\Saudi Energy\SEC RFP-C001763300\downloaded-rfp\SEC RFP-C001763300.xls
Saudi Energy | SEC RFP-C001763300 | 905659533 | 390 905659533 GASKET,COVER,SPIRAL WOUND... | 390 905659533 GASKET,COVER,SPIRAL WOUND,ROUND,1 FT AND | 2 | ALLRFPs\Saudi Energy\SEC RFP-C001763300\downloaded-rfp\SEC RFP-C001763300.xls
Saudi Energy | SEC RFP-C001763300 | 905682476 | 400 905682476 RING,LANTERN,1.25 IN ID,P... | 400 905682476 RING,LANTERN,1.25 IN ID,PTFE | 1 | ALLRFPs\Saudi Energy\SEC RFP-C001763300\downloaded-rfp\SEC RFP-C001763300.xls
Saudi Energy | SEC RFP-C001763300 | 905690821 | 410 905690821 STRIP,MOUNTING, TURBINE S... | 410 905690821 STRIP,MOUNTING, TURBINE SHRINK RING,125 | 12 | ALLRFPs\Saudi Energy\SEC RFP-C001763300\downloaded-rfp\SEC RFP-C001763300.xls
Saudi Energy | SEC RFP-C001763300 | 905911082 | 420 905911082 GROMMET SET:PROTECTING,PI... | 420 905911082 GROMMET SET:PROTECTING,PILLOW BLOCK RTL | 9 | ALLRFPs\Saudi Energy\SEC RFP-C001763300\downloaded-rfp\SEC RFP-C001763300.xls
Saudi Energy | SEC RFP-C001763300 | 905912207 | 430 905912207 O-RING,291.5 MM ID,305.5 ... | 430 905912207 O-RING,291.5 MM ID,305.5 MM OD,7 MM WD,R | 6 | ALLRFPs\Saudi Energy\SEC RFP-C001763300\downloaded-rfp\SEC RFP-C001763300.xls
Saudi Energy | SEC RFP-C001763300 | 905912453 | 440 905912453 PIECE,BLOCK,STEAM TURBINE... | 440 905912453 PIECE,BLOCK,STEAM TURBINE,73 MM LG,STL | 4 | ALLRFPs\Saudi Energy\SEC RFP-C001763300\downloaded-rfp\SEC RFP-C001763300.xls
Saudi Energy | SEC RFP-C001763300 | 905912455 | 450 905912455 PIECE,BLOCKING DOWEL,STEA... | 450 905912455 PIECE,BLOCKING DOWEL,STEAM TURBINE,10 MM | 4 | ALLRFPs\Saudi Energy\SEC RFP-C001763300\downloaded-rfp\SEC RFP-C001763300.xls
Saudi Energy | SEC RFP-C001763300 | 905912462 | 460 905912462 PIECE,STOP,BLOCKING,TURBI... | 460 905912462 PIECE,STOP,BLOCKING,TURBINE,72 MM LG,STL | 4 | ALLRFPs\Saudi Energy\SEC RFP-C001763300\downloaded-rfp\SEC RFP-C001763300.xls
Saudi Energy | SEC RFP-C001763300 | 905912693 | 470 905912693 POSITIONER,VALVE,1.4 TO 6... | 470 905912693 POSITIONER,VALVE,1.4 TO 6 BAR,4 TO 20 MA | 20 | ALLRFPs\Saudi Energy\SEC RFP-C001763300\downloaded-rfp\SEC RFP-C001763300.xls
Saudi Energy | SEC RFP-C001763300 | 905652607 | 480 905652607 VALVE,SOLN,1/2 IN PS,110 ... | 480 905652607 VALVE,SOLN,1/2 IN PS,110 VAC 60 HZ 25 VA | 8 | ALLRFPs\Saudi Energy\SEC RFP-C001763300\downloaded-rfp\SEC RFP-C001763300.xls
Saudi Energy | SEC RFP-C001763300 | 905674103 | 490 905674103 VALVE,BTRFL,316L,8 INCH,1... | 490 905674103 VALVE,BTRFL,316L,8 INCH,150 LB,FLG,#WLK1 | 2 | ALLRFPs\Saudi Energy\SEC RFP-C001763300\downloaded-rfp\SEC RFP-C001763300.xls
Saudi Energy | SEC RFP-C001763300 | 905682766 | 500 905682766 POSITIONER,VALVE,20 TO 90... | 500 905682766 POSITIONER,VALVE,20 TO 90 PSI,#V18345202 | 14 | ALLRFPs\Saudi Energy\SEC RFP-C001763300\downloaded-rfp\SEC RFP-C001763300.xls
Saudi Energy | SEC RFP-C001763300 | 905912695 | 510 905912695 POSITIONER,VALVE,6 BAR,4 ... | 510 905912695 POSITIONER,VALVE,6 BAR,4 TO 20 MA,#V8341 | 9 | ALLRFPs\Saudi Energy\SEC RFP-C001763300\downloaded-rfp\SEC RFP-C001763300.xls
Saudi Energy | SEC RFP-C001763300 | 905912696 | 520 905912696 POSITIONER,VALVE,20 TO 90... | 520 905912696 POSITIONER,VALVE,20 TO 90 PSI,4 TO 20 MA | 18 | ALLRFPs\Saudi Energy\SEC RFP-C001763300\downloaded-rfp\SEC RFP-C001763300.xls
Saudi Energy | SEC RFP-C001763300 | 905676217 | 530 905676217 VALVE,SOLN,1/2 IN PS,120 ... | 530 905676217 VALVE,SOLN,1/2 IN PS,120 V, 60 HZ, 5.6 W | 9 | ALLRFPs\Saudi Energy\SEC RFP-C001763300\downloaded-rfp\SEC RFP-C001763300.xls
Saudi Energy | SEC RFP-C001763300 | 905679292 | 540 905679292 VALVE,CHECK,SPRING LOADED... | 540 905679292 VALVE,CHECK,SPRING LOADED,1/4 IN,#HTGR31 | 7 | ALLRFPs\Saudi Energy\SEC RFP-C001763300\downloaded-rfp\SEC RFP-C001763300.xls
Saudi Energy | SEC RFP-C001763300 | 905681821 | 550 905681821 VALVE,BTRFL,STL,150MM,20 ... | 550 905681821 VALVE,BTRFL,STL,150MM,20 BAR,FLG,#3T6K6X | 3 | ALLRFPs\Saudi Energy\SEC RFP-C001763300\downloaded-rfp\SEC RFP-C001763300.xls
Saudi Energy | SEC RFP-C001763300 | 905681832 | 560 905681832 VALVE,BTRFL,STL,80 MM,10 ... | 560 905681832 VALVE,BTRFL,STL,80 MM,10 BAR,FLG,#3G6K6X | 1 | ALLRFPs\Saudi Energy\SEC RFP-C001763300\downloaded-rfp\SEC RFP-C001763300.xls
Saudi Energy | SEC RFP-C001763300 | 905681911 | 570 905681911 VALVE,GATE,WEDGE,WATER, O... | 570 905681911 VALVE,GATE,WEDGE,WATER, OIL AND GAS,#F21 | 6 | ALLRFPs\Saudi Energy\SEC RFP-C001763300\downloaded-rfp\SEC RFP-C001763300.xls
Saudi Energy | SEC RFP-C001763300 | 905932641 | 580 905932641 VALVE,SOLN,#HTGD234771K00... | 580 905932641 VALVE,SOLN,#HTGD234771K0007 | 1 | ALLRFPs\Saudi Energy\SEC RFP-C001763300\downloaded-rfp\SEC RFP-C001763300.xls
Saudi Energy | SEC RFP-C001763877 | 901119658 | 10 901119658 BOARD,PC,LCD DISPLAY,#S97... | 10 901119658 BOARD,PC,LCD DISPLAY,#S97639 | 4 | ALLRFPs\Saudi Energy\SEC RFP-C001763877\downloaded-rfp\SEC RFP-C001763877.xls
Saudi Energy | SEC RFP-C001763877 | 901119661 | 20 901119661 BOARD,PC,PS,#S97718240 | 20 901119661 BOARD,PC,PS,#S97718240 | 2 | ALLRFPs\Saudi Energy\SEC RFP-C001763877\downloaded-rfp\SEC RFP-C001763877.xls
Saudi Energy | SEC RFP-C001763877 | 901147024 | 30 901147024 BOARD,PC,#7944831E | 30 901147024 BOARD,PC,#7944831E | 2 | ALLRFPs\Saudi Energy\SEC RFP-C001763877\downloaded-rfp\SEC RFP-C001763877.xls
Saudi Energy | SEC RFP-C001763877 | 905502415 | 40 905502415 ASSEMBLY,TURBINE PRODUCT,... | 40 905502415 ASSEMBLY,TURBINE PRODUCT, GNICATION CABL | 2 | ALLRFPs\Saudi Energy\SEC RFP-C001763877\downloaded-rfp\SEC RFP-C001763877.xls
Saudi Energy | SEC RFP-C001763877 | 905916736 | 50 905916736 BRUSH,ELEC,DC MOTOR,CRBN,... | 50 905916736 BRUSH,ELEC,DC MOTOR,CRBN,#5BY552XC002A00 | 59 | ALLRFPs\Saudi Energy\SEC RFP-C001763877\downloaded-rfp\SEC RFP-C001763877.xls
Saudi Energy | SEC RFP-C001763877 | 905867111 | 60 905867111 CABLE:INSTRUMENTATION,EXT... | 60 905867111 CABLE:INSTRUMENTATION,EXTENSION, 3300 XL | 4 | ALLRFPs\Saudi Energy\SEC RFP-C001763877\downloaded-rfp\SEC RFP-C001763877.xls
Saudi Energy | SEC RFP-C001763877 | 902008083 | 70 902008083 THERMOCOUPLE:TEMPERATURE,... | 70 902008083 THERMOCOUPLE:TEMPERATURE,K,200 TO 2300 D | 80 | ALLRFPs\Saudi Energy\SEC RFP-C001763877\downloaded-rfp\SEC RFP-C001763877.xls
Saudi Energy | SEC RFP-C001763877 | 901208377 | 80 901208377 BEARING,ROLLER,1 R,65 MM ... | 80 901208377 BEARING,ROLLER,1 R,65 MM ID,140 MM OD,#N | 30 | ALLRFPs\Saudi Energy\SEC RFP-C001763877\downloaded-rfp\SEC RFP-C001763877.xls
Saudi Energy | SEC RFP-C001763877 | 905942345 | 90 905942345 PICK-UP:MAGNETIC,SPEED,5/... | 90 905942345 PICK-UP:MAGNETIC,SPEED,5/8 IN DIA X 3 IN | 120 | ALLRFPs\Saudi Energy\SEC RFP-C001763877\downloaded-rfp\SEC RFP-C001763877.xls
Saudi Energy | SEC RFP-C001763877 | 905915939 | 100 905915939 ADAPTER,TUBE TO PIPE,COMP... | 100 905915939 ADAPTER,TUBE TO PIPE,COMPRESSION X MPT,3 | 40 | ALLRFPs\Saudi Energy\SEC RFP-C001763877\downloaded-rfp\SEC RFP-C001763877.xls
Saudi Energy | SEC RFP-C001763877 | 906500105 | 110 906500105 GAUGE,COMB,0 TO 250 PSI R... | 110 906500105 GAUGE,COMB,0 TO 250 PSI RANGE A,#9526 | 20 | ALLRFPs\Saudi Energy\SEC RFP-C001763877\downloaded-rfp\SEC RFP-C001763877.xls
Saudi Energy | SEC RFP-C001763877 | 901233159 | 120 901233159 NOZZLE,DUAL FUEL SYSTEM, ... | 120 901233159 NOZZLE,DUAL FUEL SYSTEM, GAS TURBINE,(23 | 12 | ALLRFPs\Saudi Energy\SEC RFP-C001763877\downloaded-rfp\SEC RFP-C001763877.xls
Saudi Energy | SEC RFP-C001763878 | 901233159 | 10 901233159 NOZZLE,DUAL FUEL SYSTEM, ... | 10 901233159 NOZZLE,DUAL FUEL SYSTEM, GAS TURBINE,(23 | 12 | ALLRFPs\Saudi Energy\SEC RFP-C001763878\downloaded-rfp\SEC RFP-C001763878.xls
Saudi Energy | SEC RFP-C001763878 | 905543585 | 20 905543585 BOLT,MACH,STL,1 IN DIA,3-... | 20 905543585 BOLT,MACH,STL,1 IN DIA,3-5/8 IN LG,#M733 | 6 | ALLRFPs\Saudi Energy\SEC RFP-C001763878\downloaded-rfp\SEC RFP-C001763878.xls
Saudi Energy | SEC RFP-C001763878 | 905915939 | 30 905915939 ADAPTER,TUBE TO PIPE,COMP... | 30 905915939 ADAPTER,TUBE TO PIPE,COMPRESSION X MPT,3 | 9 | ALLRFPs\Saudi Energy\SEC RFP-C001763878\downloaded-rfp\SEC RFP-C001763878.xls
Saudi Energy | SEC RFP-C001763878 | 901018025 | 40 901018025 COVER,INSULATION,TURBINE ... | 40 901018025 COVER,INSULATION,TURBINE NOZZLE,210 MM W | 30 | ALLRFPs\Saudi Energy\SEC RFP-C001763878\downloaded-rfp\SEC RFP-C001763878.xls
Saudi Energy | SEC RFP-C001763878 | 901019192 | 50 901019192 TIP,NOZZLE,FUEL,GAS TURBI... | 50 901019192 TIP,NOZZLE,FUEL,GAS TURBINE,(33.5 MM X 1 | 185 | ALLRFPs\Saudi Energy\SEC RFP-C001763878\downloaded-rfp\SEC RFP-C001763878.xls
Saudi Energy | SEC RFP-C001763878 | 905549914 | 60 905549914 SPACER,SHAFT, HRSG DIVERT... | 60 905549914 SPACER,SHAFT, HRSG DIVERTER DAMPER,235 M | 60 | ALLRFPs\Saudi Energy\SEC RFP-C001763878\downloaded-rfp\SEC RFP-C001763878.xls
Saudi Energy | SEC RFP-C001763878 | 901233668 | 70 901233668 STATION:PUSHBUTTON,PULL P... | 70 901233668 STATION:PUSHBUTTON,PULL PIN - PRESS BUTT | 15 | ALLRFPs\Saudi Energy\SEC RFP-C001763878\downloaded-rfp\SEC RFP-C001763878.xls
Saudi Energy | SEC RFP-C001763878 | 902008937 | 80 902008937 WIRE:THERMOCOUPLE,18 AWG,... | 80 902008937 WIRE:THERMOCOUPLE,18 AWG,16 STRANDS,IEC | 1,428 | ALLRFPs\Saudi Energy\SEC RFP-C001763878\downloaded-rfp\SEC RFP-C001763878.xls
Saudi Energy | SEC RFP-C001763878 | 902008070 | 90 902008070 WIRE:THERMOCOUPLE,2 MM DI... | 90 902008070 WIRE:THERMOCOUPLE,2 MM DIA,7 STRANDED,SA | 6 | ALLRFPs\Saudi Energy\SEC RFP-C001763878\downloaded-rfp\SEC RFP-C001763878.xls
Saudi Energy | SEC RFP-C001763878 | 905683749 | 100 905683749 CABLE:INSTRUMENTATION,INT... | 100 905683749 CABLE:INSTRUMENTATION,INTERCONNECTING CA | 6 | ALLRFPs\Saudi Energy\SEC RFP-C001763878\downloaded-rfp\SEC RFP-C001763878.xls
Saudi Energy | SEC RFP-C001763878 | 902008463 | 110 902008463 CABLE:INSTRUMENTATION,LVD... | 110 902008463 CABLE:INSTRUMENTATION,LVDT,12 MM DIA X 1 | 4 | ALLRFPs\Saudi Energy\SEC RFP-C001763878\downloaded-rfp\SEC RFP-C001763878.xls
Saudi Energy | SEC RFP-C001763878 | 901104469 | 120 901104469 CABLE:INSTRUMENTATION,KEY... | 120 901104469 CABLE:INSTRUMENTATION,KEYPHASOR INPUT AD | 1 | ALLRFPs\Saudi Energy\SEC RFP-C001763878\downloaded-rfp\SEC RFP-C001763878.xls
Saudi Energy | SEC RFP-C001763878 | 902008135 | 130 902008135 CABLE:INSTRUMENTATION,BEA... | 130 902008135 CABLE:INSTRUMENTATION,BEARING VIBRATION | 1 | ALLRFPs\Saudi Energy\SEC RFP-C001763878\downloaded-rfp\SEC RFP-C001763878.xls
Saudi Energy | SEC RFP-C001763878 | 902008376 | 140 902008376 CABLE:INSTRUMENTATION,VIB... | 140 902008376 CABLE:INSTRUMENTATION,VIBRATION SENSOR,3 | 26 | ALLRFPs\Saudi Energy\SEC RFP-C001763878\downloaded-rfp\SEC RFP-C001763878.xls
Saudi Energy | SEC RFP-C001763878 | 905501524 | 150 905501524 WIRE:THERMOCOUPLE,18 AWG,... | 150 905501524 WIRE:THERMOCOUPLE,18 AWG,7 M LG,IRON CON | 12 | ALLRFPs\Saudi Energy\SEC RFP-C001763878\downloaded-rfp\SEC RFP-C001763878.xls
Saudi Energy | SEC RFP-C001763878 | 905917369 | 160 905917369 CONTACTOR,MTR,600V LV,32,... | 160 905917369 CONTACTOR,MTR,600V LV,32,ABS POLE,#CL02D | 18 | ALLRFPs\Saudi Energy\SEC RFP-C001763878\downloaded-rfp\SEC RFP-C001763878.xls
Saudi Energy | SEC RFP-C001763878 | 905916736 | 170 905916736 BRUSH,ELEC,DC MOTOR,CRBN,... | 170 905916736 BRUSH,ELEC,DC MOTOR,CRBN,#5BY552XC002A00 | 38 | ALLRFPs\Saudi Energy\SEC RFP-C001763878\downloaded-rfp\SEC RFP-C001763878.xls
Saudi Energy | SEC RFP-C001763878 | 905913865 | 180 905913865 SHAFT, | 180 905913865 SHAFT, | 20 | ALLRFPs\Saudi Energy\SEC RFP-C001763878\downloaded-rfp\SEC RFP-C001763878.xls
Saudi Energy | SEC RFP-C001763878 | 901103665 | 190 901103665 WIRE,ELEC,CU CNDCTR,600V,... | 190 901103665 WIRE,ELEC,CU CNDCTR,600V,10 AWG,NA INSUL | 6,000 | ALLRFPs\Saudi Energy\SEC RFP-C001763878\downloaded-rfp\SEC RFP-C001763878.xls
Saudi Energy | SEC RFP-C001763878 | 901102261 | 200 901102261 INSULATOR:BUSHING,GENERAT... | 200 901102261 INSULATOR:BUSHING,GENERATOR,EPOXY,IEC602 | 8 | ALLRFPs\Saudi Energy\SEC RFP-C001763878\downloaded-rfp\SEC RFP-C001763878.xls
Saudi Energy | SEC RFP-C001763878 | 901102263 | 210 901102263 INSULATOR:BUSHING,GENERAT... | 210 901102263 INSULATOR:BUSHING,GENERATOR,EPOXY,IEC602 | 2 | ALLRFPs\Saudi Energy\SEC RFP-C001763878\downloaded-rfp\SEC RFP-C001763878.xls
Saudi Energy | SEC RFP-C001763878 | 901102264 | 220 901102264 INSULATOR:BUSHING,GENERAT... | 220 901102264 INSULATOR:BUSHING,GENERATOR,EPOXY,IEC602 | 2 | ALLRFPs\Saudi Energy\SEC RFP-C001763878\downloaded-rfp\SEC RFP-C001763878.xls
Saudi Energy | SEC RFP-C001763878 | 901218447 | 230 901218447 CIRCUIT,CONTROL:CURRENT S... | 230 901218447 CIRCUIT,CONTROL:CURRENT SHARING BOARD;CS | 1 | ALLRFPs\Saudi Energy\SEC RFP-C001763878\downloaded-rfp\SEC RFP-C001763878.xls
Saudi Energy | SEC RFP-C001763878 | 901111894 | 240 901111894 KIT,DIODE WHEEL 132D663F0... | 240 901111894 KIT,DIODE WHEEL 132D663F01,KIT HH MACH S | 2 | ALLRFPs\Saudi Energy\SEC RFP-C001763878\downloaded-rfp\SEC RFP-C001763878.xls
Saudi Energy | SEC RFP-C001763878 | 901111887 | 250 901111887 KIT,EXCITER DIODE WHEEL,H... | 250 901111887 KIT,EXCITER DIODE WHEEL,HSHCS 3/8 TO 16 | 6 | ALLRFPs\Saudi Energy\SEC RFP-C001763878\downloaded-rfp\SEC RFP-C001763878.xls
Saudi Energy | SEC RFP-C001763878 | 901232590 | 260 901232590 BEARING:PLAIN,THRUST,9.05... | 260 901232590 BEARING:PLAIN,THRUST,9.055 IN ID X 18.89 | 5 | ALLRFPs\Saudi Energy\SEC RFP-C001763878\downloaded-rfp\SEC RFP-C001763878.xls
Saudi Energy | SEC RFP-C001765390 | 905698488 | 10 905698488 SUPPORT,BEARING, (1) UPPE... | 10 905698488 SUPPORT,BEARING, (1) UPPER HALF | 1 | ALLRFPs\Saudi Energy\SEC RFP-C001765390\downloaded-rfp\SEC RFP-C001765390.xls
Saudi Energy | SEC RFP-C001765390 | 905698523 | 20 905698523 SUPPORT,BEARING, (2) UPPE... | 20 905698523 SUPPORT,BEARING, (2) UPPER HALF | 1 | ALLRFPs\Saudi Energy\SEC RFP-C001765390\downloaded-rfp\SEC RFP-C001765390.xls
Saudi Energy | SEC RFP-C001765390 | 905570284 | 30 905570284 REGULATOR,PRES,A105,120 K... | 30 905570284 REGULATOR,PRES,A105,120 KG/SQCM IP,#CV34 | 4 | ALLRFPs\Saudi Energy\SEC RFP-C001765390\downloaded-rfp\SEC RFP-C001765390.xls
Saudi Energy | SEC RFP-C001765390 | 905566451 | 40 905566451 THERMOMETER,DIAL,0 TO 400... | 40 905566451 THERMOMETER,DIAL,0 TO 400 DEG C,#E1124 | 12 | ALLRFPs\Saudi Energy\SEC RFP-C001765390\downloaded-rfp\SEC RFP-C001765390.xls
Saudi Energy | SEC RFP-C001765390 | 901212514 | 50 901212514 PISTON,CYLINDER,3 MM,ALUM... | 50 901212514 PISTON,CYLINDER,3 MM,ALUMINIUM,CE.CSA | 1 | ALLRFPs\Saudi Energy\SEC RFP-C001765390\downloaded-rfp\SEC RFP-C001765390.xls
Saudi Energy | SEC RFP-C001765390 | 905903741 | 60 905903741 KIT, | 60 905903741 KIT, | 2 | ALLRFPs\Saudi Energy\SEC RFP-C001765390\downloaded-rfp\SEC RFP-C001765390.xls
Saudi Energy | SEC RFP-C001765390 | 905581043 | 70 905581043 LUBRICATOR:AUTOMATIC,150 ... | 70 905581043 LUBRICATOR:AUTOMATIC,150 CC CAPACITY,RES | 8 | ALLRFPs\Saudi Energy\SEC RFP-C001765390\downloaded-rfp\SEC RFP-C001765390.xls
Saudi Energy | SEC RFP-C001765390 | 902504480 | 80 902504480 INSERT SET:COUPLING,70 MM... | 80 902504480 INSERT SET:COUPLING,70 MM WD X 99 MM LG, | 16 | ALLRFPs\Saudi Energy\SEC RFP-C001765390\downloaded-rfp\SEC RFP-C001765390.xls
Saudi Energy | SEC RFP-C001765403 | 902008077 | 10 902008077 CABLE:IGNITION,1/2 IN DIA... | 10 902008077 CABLE:IGNITION,1/2 IN DIA X 26 FT LG,SAE | 5 | ALLRFPs\Saudi Energy\SEC RFP-C001765403\downloaded-rfp\SEC RFP-C001765403.xls
Saudi Energy | SEC RFP-C001765419 | 902012424 | 10 902012424 RING,FUEL NOZZLE,1-1/2 IN... | 10 902012424 RING,FUEL NOZZLE,1-1/2 IN ID X 2-1/4 IN | 110 | ALLRFPs\Saudi Energy\SEC RFP-C001765419\downloaded-rfp\SEC RFP-C001765419.xls
Saudi Energy | SEC RFP-C001765419 | 901231223 | 20 901231223 IMPELLER,PUMP,STL,177 MM ... | 20 901231223 IMPELLER,PUMP,STL,177 MM OD,100MM BORE | 1 | ALLRFPs\Saudi Energy\SEC RFP-C001765419\downloaded-rfp\SEC RFP-C001765419.xls
Saudi Energy | SEC RFP-C001765419 | 902500632 | 30 902500632 MOTOR,ELEC,AC,0.5 HP,110-... | 30 902500632 MOTOR,ELEC,AC,0.5 HP,110-120//115/230,#3 | 3 | ALLRFPs\Saudi Energy\SEC RFP-C001765419\downloaded-rfp\SEC RFP-C001765419.xls
Saudi Energy | SEC RFP-C001765419 | 905838913 | 40 905838913 TEE,TUBE ADPTR,STL,5/8 IN... | 40 905838913 TEE,TUBE ADPTR,STL,5/8 IN (15.875 MM),#4 | 2 | ALLRFPs\Saudi Energy\SEC RFP-C001765419\downloaded-rfp\SEC RFP-C001765419.xls
Saudi Energy | SEC RFP-C001765419 | 902011383 | 50 902011383 WEIGHT:BALANCE,22 MM WD X... | 50 902011383 WEIGHT:BALANCE,22 MM WD X 38 MM LG X 19 | 5 | ALLRFPs\Saudi Energy\SEC RFP-C001765419\downloaded-rfp\SEC RFP-C001765419.xls
Saudi Energy | SEC RFP-C001765419 | 905941128 | 60 905941128 DRAIN:FLUID,WATER,93.98 M... | 60 905941128 DRAIN:FLUID,WATER,93.98 MM WD X 210.82 M | 4 | ALLRFPs\Saudi Energy\SEC RFP-C001765419\downloaded-rfp\SEC RFP-C001765419.xls
Saudi Energy | SEC RFP-C001765419 | 905875166 | 70 905875166 SPIDER,COUPLING,FLEXIBLE,... | 70 905875166 SPIDER,COUPLING,FLEXIBLE,CLUTCH ASSEMBLY | 4 | ALLRFPs\Saudi Energy\SEC RFP-C001765419\downloaded-rfp\SEC RFP-C001765419.xls
Saudi Energy | SEC RFP-C001765419 | 902008785 | 80 902008785 CABLE:IGNITION,(6 MM X 8 ... | 80 902008785 CABLE:IGNITION,(6 MM X 8 MM X 13 MM) DIA | 2 | ALLRFPs\Saudi Energy\SEC RFP-C001765419\downloaded-rfp\SEC RFP-C001765419.xls
Saudi Energy | SEC RFP-C001765419 | 905677596 | 90 905677596 BREAKER,CRCT,AIR,1 KV AC ... | 90 905677596 BREAKER,CRCT,AIR,1 KV AC KV,ABS P,630 A | 4 | ALLRFPs\Saudi Energy\SEC RFP-C001765419\downloaded-rfp\SEC RFP-C001765419.xls
Saudi Energy | SEC RFP-C001766666 | 905832258 | 10 905832258 CABLE,COMM,4 PAIR,23 AWG ... | 10 905832258 CABLE,COMM,4 PAIR,23 AWG CONDUCTOR SIZE | 2 | ALLRFPs\Saudi Energy\SEC RFP-C001766666\downloaded-rfp\SEC RFP-C001766666.xls
Saudi Energy | SEC RFP-C001767602 | 901214553 | 10 901214553 WASHER,FLAT,#AG852031 | 10 901214553 WASHER,FLAT,#AG852031 | 150 | ALLRFPs\Saudi Energy\SEC RFP-C001767602\downloaded-rfp\SEC RFP-C001767602.xls
Saudi Energy | SEC RFP-C001767602 | 901214583 | 20 901214583 WASHER,FLAT,#AG529571 | 20 901214583 WASHER,FLAT,#AG529571 | 16 | ALLRFPs\Saudi Energy\SEC RFP-C001767602\downloaded-rfp\SEC RFP-C001767602.xls
Saudi Energy | SEC RFP-C001767602 | 901214591 | 30 901214591 SUPPORT,ASME | 30 901214591 SUPPORT,ASME | 12 | ALLRFPs\Saudi Energy\SEC RFP-C001767602\downloaded-rfp\SEC RFP-C001767602.xls
Saudi Energy | SEC RFP-C001767602 | 901214613 | 40 901214613 MATERIAL,SEATING RUBBER,S... | 40 901214613 MATERIAL,SEATING RUBBER,SILICON RUBBER ( | 10 | ALLRFPs\Saudi Energy\SEC RFP-C001767602\downloaded-rfp\SEC RFP-C001767602.xls
Saudi Energy | SEC RFP-C001767602 | 901214615 | 50 901214615 MATERIAL,SEATING RUBBER,S... | 50 901214615 MATERIAL,SEATING RUBBER,SILICON RUBBER ( | 15 | ALLRFPs\Saudi Energy\SEC RFP-C001767602\downloaded-rfp\SEC RFP-C001767602.xls
Saudi Energy | SEC RFP-C001767602 | 902200969 | 60 902200969 WASHER,FLAT,#8FANSEALA12W... | 60 902200969 WASHER,FLAT,#8FANSEALA12W349 | 12 | ALLRFPs\Saudi Energy\SEC RFP-C001767602\downloaded-rfp\SEC RFP-C001767602.xls
Saudi Energy | SEC RFP-C001767602 | 902206193 | 70 902206193 SPRING,LEAF,#TC80E0009349... | 70 902206193 SPRING,LEAF,#TC80E000934935101TC80Q00031 | 48 | ALLRFPs\Saudi Energy\SEC RFP-C001767602\downloaded-rfp\SEC RFP-C001767602.xls
Saudi Energy | SEC RFP-C001767634 | 901017637 | 10 901017637 WIRE:NON-CONDUCTOR,LOCK,1... | 10 901017637 WIRE:NON-CONDUCTOR,LOCK,1.2 MM DIA,5 M L | 2 | ALLRFPs\Saudi Energy\SEC RFP-C001767634\downloaded-rfp\SEC RFP-C001767634.xls
Saudi Energy | SEC RFP-C001767634 | 902019183 | 20 902019183 HOLDER,SUPPORT, COMBUSTIO... | 20 902019183 HOLDER,SUPPORT, COMBUSTION CHAMBER,50 MM | 108 | ALLRFPs\Saudi Energy\SEC RFP-C001767634\downloaded-rfp\SEC RFP-C001767634.xls
Saudi Energy | SEC RFP-C001767634 | 902017197 | 30 902017197 O-RING,600 MM ID,6 MM WD,... | 30 902017197 O-RING,600 MM ID,6 MM WD,ASTM | 2 | ALLRFPs\Saudi Energy\SEC RFP-C001767634\downloaded-rfp\SEC RFP-C001767634.xls
Saudi Energy | SEC RFP-C001767634 | 902019175 | 40 902019175 ANGLE,COMBUSTION CHAMBER,... | 40 902019175 ANGLE,COMBUSTION CHAMBER,20 MM,15 MM,65 | 8 | ALLRFPs\Saudi Energy\SEC RFP-C001767634\downloaded-rfp\SEC RFP-C001767634.xls
Saudi Energy | SEC RFP-C001767634 | 901204139 | 50 901204139 PIN,TAPER,COMPRESSOR STAT... | 50 901204139 PIN,TAPER,COMPRESSOR STATOR,GAS TURBINE, | 2 | ALLRFPs\Saudi Energy\SEC RFP-C001767634\downloaded-rfp\SEC RFP-C001767634.xls
Saudi Energy | SEC RFP-C001767634 | 905901902 | 60 905901902 PIN:BULK NOUN,COMPRESSOR ... | 60 905901902 PIN:BULK NOUN,COMPRESSOR STATOR,GAS TURB | 2 | ALLRFPs\Saudi Energy\SEC RFP-C001767634\downloaded-rfp\SEC RFP-C001767634.xls
Saudi Energy | SEC RFP-C001767634 | 902017296 | 70 902017296 GASKET,STRIP,10 MM X 2.3 ... | 70 902017296 GASKET,STRIP,10 MM X 2.3 MM X 0.5 MM,NA, | 48 | ALLRFPs\Saudi Energy\SEC RFP-C001767634\downloaded-rfp\SEC RFP-C001767634.xls
Saudi Energy | SEC RFP-C001767634 | 905943594 | 80 905943594 PIN,GAS TURBINE,6 MM DIA,... | 80 905943594 PIN,GAS TURBINE,6 MM DIA,82 MM LG,STL,GO | 36 | ALLRFPs\Saudi Energy\SEC RFP-C001767634\downloaded-rfp\SEC RFP-C001767634.xls
Saudi Energy | SEC RFP-C001767634 | 905943589 | 90 905943589 SPRING,COMP,X19CRMONBVN11... | 90 905943589 SPRING,COMP,X19CRMONBVN111,61 MM X 36 MM | 36 | ALLRFPs\Saudi Energy\SEC RFP-C001767634\downloaded-rfp\SEC RFP-C001767634.xls
Saudi Energy | SEC RFP-C001767634 | 902017175 | 100 902017175 PLUG,GAS TURBINE,56 MM X ... | 100 902017175 PLUG,GAS TURBINE,56 MM X 2 MM,C35E,ASTM | 4 | ALLRFPs\Saudi Energy\SEC RFP-C001767634\downloaded-rfp\SEC RFP-C001767634.xls
Saudi Energy | SEC RFP-C001767634 | 902019109 | 110 902019109 BUSHING,COMPRESSOR STATOR... | 110 902019109 BUSHING,COMPRESSOR STATOR,GAS TURBINE | 36 | ALLRFPs\Saudi Energy\SEC RFP-C001767634\downloaded-rfp\SEC RFP-C001767634.xls
Saudi Energy | SEC RFP-C001767634 | 901017156 | 120 901017156 PLUG,TUBE,ASTM A105 | 120 901017156 PLUG,TUBE,ASTM A105 | 20 | ALLRFPs\Saudi Energy\SEC RFP-C001767634\downloaded-rfp\SEC RFP-C001767634.xls
Saudi Energy | SEC RFP-C001767634 | 901017098 | 130 901017098 PLUG,PIPE,CSTL,51.9 MM DI... | 130 901017098 PLUG,PIPE,CSTL,51.9 MM DIA X 33 MM HT,#P | 2 | ALLRFPs\Saudi Energy\SEC RFP-C001767634\downloaded-rfp\SEC RFP-C001767634.xls
Saudi Energy | SEC RFP-C001767634 | 901017082 | 140 901017082 SCREW,MACH,CODE X22CRMOV1... | 140 901017082 SCREW,MACH,CODE X22CRMOV12-1+QT1,#PB0000 | 21 | ALLRFPs\Saudi Energy\SEC RFP-C001767634\downloaded-rfp\SEC RFP-C001767634.xls
Saudi Energy | SEC RFP-C001767634 | 901017104 | 150 901017104 RING,SEALING,CODE ST | 150 901017104 RING,SEALING,CODE ST | 34 | ALLRFPs\Saudi Energy\SEC RFP-C001767634\downloaded-rfp\SEC RFP-C001767634.xls
Saudi Energy | SEC RFP-C001767634 | 901017122 | 160 901017122 SWITCH,LMT,#PB0000271220 | 160 901017122 SWITCH,LMT,#PB0000271220 | 13 | ALLRFPs\Saudi Energy\SEC RFP-C001767634\downloaded-rfp\SEC RFP-C001767634.xls
Saudi Energy | SEC RFP-C001767634 | 000027122 | 160 901017122 SWITCH,LMT,#PB0000271220 | 160 901017122 SWITCH,LMT,#PB0000271220 | 13 | ALLRFPs\Saudi Energy\SEC RFP-C001767634\downloaded-rfp\SEC RFP-C001767634.xls
Saudi Energy | SEC RFP-C001767634 | 901017150 | 170 901017150 BOLT:TENSION,AIA/NAS NASM... | 170 901017150 BOLT:TENSION,AIA/NAS NASM20033-20046 | 20 | ALLRFPs\Saudi Energy\SEC RFP-C001767634\downloaded-rfp\SEC RFP-C001767634.xls
Saudi Energy | SEC RFP-C001767634 | 901017165 | 180 901017165 JUNCTION,#PB0000271222 | 180 901017165 JUNCTION,#PB0000271222 | 27 | ALLRFPs\Saudi Energy\SEC RFP-C001767634\downloaded-rfp\SEC RFP-C001767634.xls
Saudi Energy | SEC RFP-C001767634 | 901017201 | 190 901017201 SWITCH,LMT,#LOP9011010090... | 190 901017201 SWITCH,LMT,#LOP901101009007 | 3 | ALLRFPs\Saudi Energy\SEC RFP-C001767634\downloaded-rfp\SEC RFP-C001767634.xls
Saudi Energy | SEC RFP-C001767634 | 901101009 | 190 901017201 SWITCH,LMT,#LOP9011010090... | 190 901017201 SWITCH,LMT,#LOP901101009007 | 3 | ALLRFPs\Saudi Energy\SEC RFP-C001767634\downloaded-rfp\SEC RFP-C001767634.xls
Saudi Energy | SEC RFP-C001767634 | 901017203 | 200 901017203 INDICATOR:LEVEL,LUBE OIL,... | 200 901017203 INDICATOR:LEVEL,LUBE OIL,FAA AD 1977-07- | 2 | ALLRFPs\Saudi Energy\SEC RFP-C001767634\downloaded-rfp\SEC RFP-C001767634.xls
Saudi Energy | SEC RFP-C001767634 | 901017204 | 210 901017204 TRANSMITTER:SIGNAL,TEMPER... | 210 901017204 TRANSMITTER:SIGNAL,TEMPERATURE,IEC | 2 | ALLRFPs\Saudi Energy\SEC RFP-C001767634\downloaded-rfp\SEC RFP-C001767634.xls
Saudi Energy | SEC RFP-C001767634 | 901017213 | 220 901017213 BEARING,BALL,#LOP90110100... | 220 901017213 BEARING,BALL,#LOP901101009024 | 3 | ALLRFPs\Saudi Energy\SEC RFP-C001767634\downloaded-rfp\SEC RFP-C001767634.xls
Saudi Energy | SEC RFP-C001767634 | 901017214 | 230 901017214 COUPLING,SHAFT,#LOP901101... | 230 901017214 COUPLING,SHAFT,#LOP901101009025 | 2 | ALLRFPs\Saudi Energy\SEC RFP-C001767634\downloaded-rfp\SEC RFP-C001767634.xls
Saudi Energy | SEC RFP-C001767634 | 901017235 | 240 901017235 VALVE,PRESSURE GAUGE ISOL... | 240 901017235 VALVE,PRESSURE GAUGE ISOLATION | 4 | ALLRFPs\Saudi Energy\SEC RFP-C001767634\downloaded-rfp\SEC RFP-C001767634.xls
Saudi Energy | SEC RFP-C001767634 | 901017256 | 250 901017256 GAUGE,PRES,0 TO 250 BAR,#... | 250 901017256 GAUGE,PRES,0 TO 250 BAR,#LOP901101009124 | 3 | ALLRFPs\Saudi Energy\SEC RFP-C001767634\downloaded-rfp\SEC RFP-C001767634.xls
Saudi Energy | SEC RFP-C001767634 | 901017279 | 260 901017279 DETECTOR,RESISTANCE TEMPE... | 260 901017279 DETECTOR,RESISTANCE TEMPERATURE,IEC | 3 | ALLRFPs\Saudi Energy\SEC RFP-C001767634\downloaded-rfp\SEC RFP-C001767634.xls
Saudi Energy | SEC RFP-C001767634 | 901017313 | 270 901017313 INDICATOR:LEVEL,FAA AD 19... | 270 901017313 INDICATOR:LEVEL,FAA AD 1977-07-07, AFNOR | 3 | ALLRFPs\Saudi Energy\SEC RFP-C001767634\downloaded-rfp\SEC RFP-C001767634.xls
Saudi Energy | SEC RFP-C001767634 | 901017331 | 280 901017331 RING,GENERATOR COOLER PIP... | 280 901017331 RING,GENERATOR COOLER PIPING,1/2 IN,CU,S | 4 | ALLRFPs\Saudi Energy\SEC RFP-C001767634\downloaded-rfp\SEC RFP-C001767634.xls
Saudi Energy | SEC RFP-C001767634 | 901017606 | 290 901017606 DETECTOR,RESISTANCE TEMPE... | 290 901017606 DETECTOR,RESISTANCE TEMPERATURE,2*PT100; | 5 | ALLRFPs\Saudi Energy\SEC RFP-C001767634\downloaded-rfp\SEC RFP-C001767634.xls
Saudi Energy | SEC RFP-C001767634 | 901017607 | 300 901017607 SENSOR,PRESSURE,IEC | 300 901017607 SENSOR,PRESSURE,IEC | 3 | ALLRFPs\Saudi Energy\SEC RFP-C001767634\downloaded-rfp\SEC RFP-C001767634.xls
Saudi Energy | SEC RFP-C001767634 | 901017657 | 310 901017657 NUT,HEX,24CRMO5,12MM DIA,... | 310 901017657 NUT,HEX,24CRMO5,12MM DIA,#PB0000046486 | 20 | ALLRFPs\Saudi Energy\SEC RFP-C001767634\downloaded-rfp\SEC RFP-C001767634.xls
Saudi Energy | SEC RFP-C001767634 | 901017680 | 320 901017680 SCREW,MACH,CODE 21CRMOV57... | 320 901017680 SCREW,MACH,CODE 21CRMOV57,16MM DIA,#PB00 | 20 | ALLRFPs\Saudi Energy\SEC RFP-C001767634\downloaded-rfp\SEC RFP-C001767634.xls
Saudi Energy | SEC RFP-C001767634 | 901017697 | 330 901017697 MUFFLER:SILENCER, | 330 901017697 MUFFLER:SILENCER, | 5 | ALLRFPs\Saudi Energy\SEC RFP-C001767634\downloaded-rfp\SEC RFP-C001767634.xls
Saudi Energy | SEC RFP-C001767634 | 901017768 | 340 901017768 NUT,HEX,STL,3/4 IN DIA,10... | 340 901017768 NUT,HEX,STL,3/4 IN DIA,10 TPI,#PB0000217 | 20 | ALLRFPs\Saudi Energy\SEC RFP-C001767634\downloaded-rfp\SEC RFP-C001767634.xls
Saudi Energy | SEC RFP-C001767634 | 901017827 | 350 901017827 VALVE,SOLN,125 V DC,100 B... | 350 901017827 VALVE,SOLN,125 V DC,100 BAR PRTNG,#PG003 | 6 | ALLRFPs\Saudi Energy\SEC RFP-C001767634\downloaded-rfp\SEC RFP-C001767634.xls
Saudi Energy | SEC RFP-C001767634 | 902017193 | 360 902017193 NUT,HEX,ASTL,29 MM DIA,M8... | 360 902017193 NUT,HEX,ASTL,29 MM DIA,M8,#PB0000033958 | 20 | ALLRFPs\Saudi Energy\SEC RFP-C001767634\downloaded-rfp\SEC RFP-C001767634.xls
Saudi Energy | SEC RFP-C001767634 | 902017212 | 370 902017212 GASKET:BULK NOUN,GAS TURB... | 370 902017212 GASKET:BULK NOUN,GAS TURBINE ,238 MM X 5 | 8 | ALLRFPs\Saudi Energy\SEC RFP-C001767634\downloaded-rfp\SEC RFP-C001767634.xls
Saudi Energy | SEC RFP-C001767634 | 905943513 | 380 905943513 INSERT,THREADED,WIRE LOCK... | 380 905943513 INSERT,THREADED,WIRE LOCKING,HELICOIL,40 | 20 | ALLRFPs\Saudi Energy\SEC RFP-C001767634\downloaded-rfp\SEC RFP-C001767634.xls
Saudi Energy | SEC RFP-C001767634 | 905943557 | 390 905943557 SCREW,CAP,21CRMOV57,24MM ... | 390 905943557 SCREW,CAP,21CRMOV57,24MM DIA,90 MM LG,#P | 20 | ALLRFPs\Saudi Energy\SEC RFP-C001767634\downloaded-rfp\SEC RFP-C001767634.xls
Saudi Energy | SEC RFP-C001767634 | 905943560 | 400 905943560 SCREW,CAP,21CRMOV57,16MM ... | 400 905943560 SCREW,CAP,21CRMOV57,16MM DIA,90 MM LG,#P | 20 | ALLRFPs\Saudi Energy\SEC RFP-C001767634\downloaded-rfp\SEC RFP-C001767634.xls
Saudi Energy | SEC RFP-C001767634 | 902018727 | 410 902018727 O-RING,42 MM ID,51 MM OD,... | 410 902018727 O-RING,42 MM ID,51 MM OD,4.5 MM WD,ASTM | 72 | ALLRFPs\Saudi Energy\SEC RFP-C001767634\downloaded-rfp\SEC RFP-C001767634.xls
Saudi Energy | SEC RFP-C001767634 | 902019111 | 420 902019111 BUSHING,COMPRESSOR STATOR... | 420 902019111 BUSHING,COMPRESSOR STATOR,GAS TURBINE,50 | 36 | ALLRFPs\Saudi Energy\SEC RFP-C001767634\downloaded-rfp\SEC RFP-C001767634.xls
Saudi Energy | SEC RFP-C001767634 | 902019110 | 430 902019110 BUSHING,COMPRESSOR STATOR... | 430 902019110 BUSHING,COMPRESSOR STATOR,GAS TURBINE,71 | 36 | ALLRFPs\Saudi Energy\SEC RFP-C001767634\downloaded-rfp\SEC RFP-C001767634.xls
Saudi Energy | SEC RFP-C001767634 | 905943583 | 440 905943583 SEAL,1508,S235JR C,ASME | 440 905943583 SEAL,1508,S235JR C,ASME | 2 | ALLRFPs\Saudi Energy\SEC RFP-C001767634\downloaded-rfp\SEC RFP-C001767634.xls
Saudi Energy | SEC RFP-C001767634 | 905943588 | 450 905943588 PIN:BULK NOUN,GAS TURBINE... | 450 905943588 PIN:BULK NOUN,GAS TURBINE ,12 MM DIA,20. | 20 | ALLRFPs\Saudi Energy\SEC RFP-C001767634\downloaded-rfp\SEC RFP-C001767634.xls
Saudi Energy | SEC RFP-C001767636 | 901017637 | 10 901017637 WIRE:NON-CONDUCTOR,LOCK,1... | 10 901017637 WIRE:NON-CONDUCTOR,LOCK,1.2 MM DIA,5 M L | 2 | ALLRFPs\Saudi Energy\SEC RFP-C001767636\downloaded-rfp\SEC RFP-C001767636.xls
Saudi Energy | SEC RFP-C001767636 | 902019183 | 20 902019183 HOLDER,SUPPORT, COMBUSTIO... | 20 902019183 HOLDER,SUPPORT, COMBUSTION CHAMBER,50 MM | 108 | ALLRFPs\Saudi Energy\SEC RFP-C001767636\downloaded-rfp\SEC RFP-C001767636.xls
Saudi Energy | SEC RFP-C001767636 | 902017197 | 30 902017197 O-RING,600 MM ID,6 MM WD,... | 30 902017197 O-RING,600 MM ID,6 MM WD,ASTM | 2 | ALLRFPs\Saudi Energy\SEC RFP-C001767636\downloaded-rfp\SEC RFP-C001767636.xls
Saudi Energy | SEC RFP-C001767636 | 902019175 | 40 902019175 ANGLE,COMBUSTION CHAMBER,... | 40 902019175 ANGLE,COMBUSTION CHAMBER,20 MM,15 MM,65 | 8 | ALLRFPs\Saudi Energy\SEC RFP-C001767636\downloaded-rfp\SEC RFP-C001767636.xls
Saudi Energy | SEC RFP-C001767636 | 901204139 | 50 901204139 PIN,TAPER,COMPRESSOR STAT... | 50 901204139 PIN,TAPER,COMPRESSOR STATOR,GAS TURBINE, | 2 | ALLRFPs\Saudi Energy\SEC RFP-C001767636\downloaded-rfp\SEC RFP-C001767636.xls
Saudi Energy | SEC RFP-C001767636 | 905901902 | 60 905901902 PIN:BULK NOUN,COMPRESSOR ... | 60 905901902 PIN:BULK NOUN,COMPRESSOR STATOR,GAS TURB | 2 | ALLRFPs\Saudi Energy\SEC RFP-C001767636\downloaded-rfp\SEC RFP-C001767636.xls
Saudi Energy | SEC RFP-C001767636 | 902017296 | 70 902017296 GASKET,STRIP,10 MM X 2.3 ... | 70 902017296 GASKET,STRIP,10 MM X 2.3 MM X 0.5 MM,NA, | 48 | ALLRFPs\Saudi Energy\SEC RFP-C001767636\downloaded-rfp\SEC RFP-C001767636.xls
Saudi Energy | SEC RFP-C001767636 | 905943594 | 80 905943594 PIN,GAS TURBINE,6 MM DIA,... | 80 905943594 PIN,GAS TURBINE,6 MM DIA,82 MM LG,STL,GO | 36 | ALLRFPs\Saudi Energy\SEC RFP-C001767636\downloaded-rfp\SEC RFP-C001767636.xls
Saudi Energy | SEC RFP-C001767636 | 905943589 | 90 905943589 SPRING,COMP,X19CRMONBVN11... | 90 905943589 SPRING,COMP,X19CRMONBVN111,61 MM X 36 MM | 36 | ALLRFPs\Saudi Energy\SEC RFP-C001767636\downloaded-rfp\SEC RFP-C001767636.xls
Saudi Energy | SEC RFP-C001767636 | 902017175 | 100 902017175 PLUG,GAS TURBINE,56 MM X ... | 100 902017175 PLUG,GAS TURBINE,56 MM X 2 MM,C35E,ASTM | 4 | ALLRFPs\Saudi Energy\SEC RFP-C001767636\downloaded-rfp\SEC RFP-C001767636.xls
Saudi Energy | SEC RFP-C001767636 | 902019109 | 110 902019109 BUSHING,COMPRESSOR STATOR... | 110 902019109 BUSHING,COMPRESSOR STATOR,GAS TURBINE | 36 | ALLRFPs\Saudi Energy\SEC RFP-C001767636\downloaded-rfp\SEC RFP-C001767636.xls
Saudi Energy | SEC RFP-C001767636 | 901017156 | 120 901017156 PLUG,TUBE,ASTM A105 | 120 901017156 PLUG,TUBE,ASTM A105 | 20 | ALLRFPs\Saudi Energy\SEC RFP-C001767636\downloaded-rfp\SEC RFP-C001767636.xls
Saudi Energy | SEC RFP-C001767636 | 901017098 | 130 901017098 PLUG,PIPE,CSTL,51.9 MM DI... | 130 901017098 PLUG,PIPE,CSTL,51.9 MM DIA X 33 MM HT,#P | 2 | ALLRFPs\Saudi Energy\SEC RFP-C001767636\downloaded-rfp\SEC RFP-C001767636.xls
Saudi Energy | SEC RFP-C001767636 | 901017082 | 140 901017082 SCREW,MACH,CODE X22CRMOV1... | 140 901017082 SCREW,MACH,CODE X22CRMOV12-1+QT1,#PB0000 | 21 | ALLRFPs\Saudi Energy\SEC RFP-C001767636\downloaded-rfp\SEC RFP-C001767636.xls
Saudi Energy | SEC RFP-C001767636 | 901017104 | 150 901017104 RING,SEALING,CODE ST | 150 901017104 RING,SEALING,CODE ST | 34 | ALLRFPs\Saudi Energy\SEC RFP-C001767636\downloaded-rfp\SEC RFP-C001767636.xls
Saudi Energy | SEC RFP-C001767636 | 901017122 | 160 901017122 SWITCH,LMT,#PB0000271220 | 160 901017122 SWITCH,LMT,#PB0000271220 | 13 | ALLRFPs\Saudi Energy\SEC RFP-C001767636\downloaded-rfp\SEC RFP-C001767636.xls
Saudi Energy | SEC RFP-C001767636 | 000027122 | 160 901017122 SWITCH,LMT,#PB0000271220 | 160 901017122 SWITCH,LMT,#PB0000271220 | 13 | ALLRFPs\Saudi Energy\SEC RFP-C001767636\downloaded-rfp\SEC RFP-C001767636.xls
Saudi Energy | SEC RFP-C001767636 | 901017150 | 170 901017150 BOLT:TENSION,AIA/NAS NASM... | 170 901017150 BOLT:TENSION,AIA/NAS NASM20033-20046 | 20 | ALLRFPs\Saudi Energy\SEC RFP-C001767636\downloaded-rfp\SEC RFP-C001767636.xls
Saudi Energy | SEC RFP-C001767636 | 901017165 | 180 901017165 JUNCTION,#PB0000271222 | 180 901017165 JUNCTION,#PB0000271222 | 27 | ALLRFPs\Saudi Energy\SEC RFP-C001767636\downloaded-rfp\SEC RFP-C001767636.xls
Saudi Energy | SEC RFP-C001767636 | 901017201 | 190 901017201 SWITCH,LMT,#LOP9011010090... | 190 901017201 SWITCH,LMT,#LOP901101009007 | 3 | ALLRFPs\Saudi Energy\SEC RFP-C001767636\downloaded-rfp\SEC RFP-C001767636.xls
Saudi Energy | SEC RFP-C001767636 | 901101009 | 190 901017201 SWITCH,LMT,#LOP9011010090... | 190 901017201 SWITCH,LMT,#LOP901101009007 | 3 | ALLRFPs\Saudi Energy\SEC RFP-C001767636\downloaded-rfp\SEC RFP-C001767636.xls
Saudi Energy | SEC RFP-C001767636 | 901017203 | 200 901017203 INDICATOR:LEVEL,LUBE OIL,... | 200 901017203 INDICATOR:LEVEL,LUBE OIL,FAA AD 1977-07- | 2 | ALLRFPs\Saudi Energy\SEC RFP-C001767636\downloaded-rfp\SEC RFP-C001767636.xls
Saudi Energy | SEC RFP-C001767636 | 901017204 | 210 901017204 TRANSMITTER:SIGNAL,TEMPER... | 210 901017204 TRANSMITTER:SIGNAL,TEMPERATURE,IEC | 2 | ALLRFPs\Saudi Energy\SEC RFP-C001767636\downloaded-rfp\SEC RFP-C001767636.xls
Saudi Energy | SEC RFP-C001767636 | 901017213 | 220 901017213 BEARING,BALL,#LOP90110100... | 220 901017213 BEARING,BALL,#LOP901101009024 | 3 | ALLRFPs\Saudi Energy\SEC RFP-C001767636\downloaded-rfp\SEC RFP-C001767636.xls
Saudi Energy | SEC RFP-C001767636 | 901017214 | 230 901017214 COUPLING,SHAFT,#LOP901101... | 230 901017214 COUPLING,SHAFT,#LOP901101009025 | 2 | ALLRFPs\Saudi Energy\SEC RFP-C001767636\downloaded-rfp\SEC RFP-C001767636.xls
Saudi Energy | SEC RFP-C001767636 | 901017235 | 240 901017235 VALVE,PRESSURE GAUGE ISOL... | 240 901017235 VALVE,PRESSURE GAUGE ISOLATION | 4 | ALLRFPs\Saudi Energy\SEC RFP-C001767636\downloaded-rfp\SEC RFP-C001767636.xls
Saudi Energy | SEC RFP-C001767636 | 901017256 | 250 901017256 GAUGE,PRES,0 TO 250 BAR,#... | 250 901017256 GAUGE,PRES,0 TO 250 BAR,#LOP901101009124 | 3 | ALLRFPs\Saudi Energy\SEC RFP-C001767636\downloaded-rfp\SEC RFP-C001767636.xls
Saudi Energy | SEC RFP-C001767636 | 901017279 | 260 901017279 DETECTOR,RESISTANCE TEMPE... | 260 901017279 DETECTOR,RESISTANCE TEMPERATURE,IEC | 3 | ALLRFPs\Saudi Energy\SEC RFP-C001767636\downloaded-rfp\SEC RFP-C001767636.xls
Saudi Energy | SEC RFP-C001767636 | 901017313 | 270 901017313 INDICATOR:LEVEL,FAA AD 19... | 270 901017313 INDICATOR:LEVEL,FAA AD 1977-07-07, AFNOR | 3 | ALLRFPs\Saudi Energy\SEC RFP-C001767636\downloaded-rfp\SEC RFP-C001767636.xls
Saudi Energy | SEC RFP-C001767636 | 901017331 | 280 901017331 RING,GENERATOR COOLER PIP... | 280 901017331 RING,GENERATOR COOLER PIPING,1/2 IN,CU,S | 4 | ALLRFPs\Saudi Energy\SEC RFP-C001767636\downloaded-rfp\SEC RFP-C001767636.xls
Saudi Energy | SEC RFP-C001767636 | 901017606 | 290 901017606 DETECTOR,RESISTANCE TEMPE... | 290 901017606 DETECTOR,RESISTANCE TEMPERATURE,2*PT100; | 5 | ALLRFPs\Saudi Energy\SEC RFP-C001767636\downloaded-rfp\SEC RFP-C001767636.xls
Saudi Energy | SEC RFP-C001767636 | 901017607 | 300 901017607 SENSOR,PRESSURE,IEC | 300 901017607 SENSOR,PRESSURE,IEC | 3 | ALLRFPs\Saudi Energy\SEC RFP-C001767636\downloaded-rfp\SEC RFP-C001767636.xls
Saudi Energy | SEC RFP-C001767636 | 901017657 | 310 901017657 NUT,HEX,24CRMO5,12MM DIA,... | 310 901017657 NUT,HEX,24CRMO5,12MM DIA,#PB0000046486 | 20 | ALLRFPs\Saudi Energy\SEC RFP-C001767636\downloaded-rfp\SEC RFP-C001767636.xls
Saudi Energy | SEC RFP-C001767636 | 901017680 | 320 901017680 SCREW,MACH,CODE 21CRMOV57... | 320 901017680 SCREW,MACH,CODE 21CRMOV57,16MM DIA,#PB00 | 20 | ALLRFPs\Saudi Energy\SEC RFP-C001767636\downloaded-rfp\SEC RFP-C001767636.xls
Saudi Energy | SEC RFP-C001767636 | 901017697 | 330 901017697 MUFFLER:SILENCER, | 330 901017697 MUFFLER:SILENCER, | 5 | ALLRFPs\Saudi Energy\SEC RFP-C001767636\downloaded-rfp\SEC RFP-C001767636.xls
Saudi Energy | SEC RFP-C001767636 | 901017768 | 340 901017768 NUT,HEX,STL,3/4 IN DIA,10... | 340 901017768 NUT,HEX,STL,3/4 IN DIA,10 TPI,#PB0000217 | 20 | ALLRFPs\Saudi Energy\SEC RFP-C001767636\downloaded-rfp\SEC RFP-C001767636.xls
Saudi Energy | SEC RFP-C001767636 | 901017827 | 350 901017827 VALVE,SOLN,125 V DC,100 B... | 350 901017827 VALVE,SOLN,125 V DC,100 BAR PRTNG,#PG003 | 6 | ALLRFPs\Saudi Energy\SEC RFP-C001767636\downloaded-rfp\SEC RFP-C001767636.xls
Saudi Energy | SEC RFP-C001767636 | 902017193 | 360 902017193 NUT,HEX,ASTL,29 MM DIA,M8... | 360 902017193 NUT,HEX,ASTL,29 MM DIA,M8,#PB0000033958 | 20 | ALLRFPs\Saudi Energy\SEC RFP-C001767636\downloaded-rfp\SEC RFP-C001767636.xls
Saudi Energy | SEC RFP-C001767636 | 902017212 | 370 902017212 GASKET:BULK NOUN,GAS TURB... | 370 902017212 GASKET:BULK NOUN,GAS TURBINE ,238 MM X 5 | 8 | ALLRFPs\Saudi Energy\SEC RFP-C001767636\downloaded-rfp\SEC RFP-C001767636.xls
Saudi Energy | SEC RFP-C001767636 | 905943513 | 380 905943513 INSERT,THREADED,WIRE LOCK... | 380 905943513 INSERT,THREADED,WIRE LOCKING,HELICOIL,40 | 20 | ALLRFPs\Saudi Energy\SEC RFP-C001767636\downloaded-rfp\SEC RFP-C001767636.xls
Saudi Energy | SEC RFP-C001767636 | 905943557 | 390 905943557 SCREW,CAP,21CRMOV57,24MM ... | 390 905943557 SCREW,CAP,21CRMOV57,24MM DIA,90 MM LG,#P | 20 | ALLRFPs\Saudi Energy\SEC RFP-C001767636\downloaded-rfp\SEC RFP-C001767636.xls
Saudi Energy | SEC RFP-C001767636 | 905943560 | 400 905943560 SCREW,CAP,21CRMOV57,16MM ... | 400 905943560 SCREW,CAP,21CRMOV57,16MM DIA,90 MM LG,#P | 20 | ALLRFPs\Saudi Energy\SEC RFP-C001767636\downloaded-rfp\SEC RFP-C001767636.xls
Saudi Energy | SEC RFP-C001767636 | 902018727 | 410 902018727 O-RING,42 MM ID,51 MM OD,... | 410 902018727 O-RING,42 MM ID,51 MM OD,4.5 MM WD,ASTM | 72 | ALLRFPs\Saudi Energy\SEC RFP-C001767636\downloaded-rfp\SEC RFP-C001767636.xls
Saudi Energy | SEC RFP-C001767636 | 902019111 | 420 902019111 BUSHING,COMPRESSOR STATOR... | 420 902019111 BUSHING,COMPRESSOR STATOR,GAS TURBINE,50 | 36 | ALLRFPs\Saudi Energy\SEC RFP-C001767636\downloaded-rfp\SEC RFP-C001767636.xls
Saudi Energy | SEC RFP-C001767636 | 902019110 | 430 902019110 BUSHING,COMPRESSOR STATOR... | 430 902019110 BUSHING,COMPRESSOR STATOR,GAS TURBINE,71 | 36 | ALLRFPs\Saudi Energy\SEC RFP-C001767636\downloaded-rfp\SEC RFP-C001767636.xls
Saudi Energy | SEC RFP-C001767636 | 905943583 | 440 905943583 SEAL,1508,S235JR C,ASME | 440 905943583 SEAL,1508,S235JR C,ASME | 2 | ALLRFPs\Saudi Energy\SEC RFP-C001767636\downloaded-rfp\SEC RFP-C001767636.xls
Saudi Energy | SEC RFP-C001767636 | 905943588 | 450 905943588 PIN:BULK NOUN,GAS TURBINE... | 450 905943588 PIN:BULK NOUN,GAS TURBINE ,12 MM DIA,20. | 20 | ALLRFPs\Saudi Energy\SEC RFP-C001767636\downloaded-rfp\SEC RFP-C001767636.xls
Saudi Energy | SEC RFP-C001768996 | 901367992 | 10 901367992 TMTR:SIG | 10 901367992 TMTR:SIG | 2 | ALLRFPs\Saudi Energy\SEC RFP-C001768996\downloaded-rfp\SEC RFP-C001768996.xls
Saudi Energy | SEC RFP-C001768996 | 909200117 | 20 909200117 THERMOSTAT:HEATING,0 TO 6... | 20 909200117 THERMOSTAT:HEATING,0 TO 60 DEG C RANGE,2 | 2 | ALLRFPs\Saudi Energy\SEC RFP-C001768996\downloaded-rfp\SEC RFP-C001768996.xls
Saudi Energy | SEC RFP-C001768996 | 901368006 | 30 901368006 TMTR:SIG | 30 901368006 TMTR:SIG | 2 | ALLRFPs\Saudi Energy\SEC RFP-C001768996\downloaded-rfp\SEC RFP-C001768996.xls
Saudi Energy | SEC RFP-C001768996 | 909109130 | 40 909109130 BEARING ASSEMBLY,BULK NOU... | 40 909109130 BEARING ASSEMBLY,BULK NOUN:STEAM TURBINE | 3 | ALLRFPs\Saudi Energy\SEC RFP-C001768996\downloaded-rfp\SEC RFP-C001768996.xls
Saudi Energy | SEC RFP-C001768996 | 909109118 | 50 909109118 BEARING ASSEMBLY,BULK NOU... | 50 909109118 BEARING ASSEMBLY,BULK NOUN:STEAM TURBINE | 1 | ALLRFPs\Saudi Energy\SEC RFP-C001768996\downloaded-rfp\SEC RFP-C001768996.xls
Saudi Energy | SEC RFP-C001768996 | 901364976 | 60 901364976 TRANSMITTER,SIGNAL:MINUS ... | 60 901364976 TRANSMITTER,SIGNAL:MINUS 14.2 TO 2000 PS | 2 | ALLRFPs\Saudi Energy\SEC RFP-C001768996\downloaded-rfp\SEC RFP-C001768996.xls
Saudi Energy | SEC RFP-C001768996 | 901325052 | 70 901325052 HOSE,NON-METALLIC: | 70 901325052 HOSE,NON-METALLIC: | 2 | ALLRFPs\Saudi Energy\SEC RFP-C001768996\downloaded-rfp\SEC RFP-C001768996.xls
Saudi Energy | SEC RFP-C001768996 | 901325079 | 80 901325079 HOSE,NON-METALLIC: | 80 901325079 HOSE,NON-METALLIC: | 1 | ALLRFPs\Saudi Energy\SEC RFP-C001768996\downloaded-rfp\SEC RFP-C001768996.xls
Saudi Energy | SEC RFP-C001768996 | 901324909 | 90 901324909 GASKET,SPRLWND,PS,SZ,#U48... | 90 901324909 GASKET,SPRLWND,PS,SZ,#U485P037B0438 | 1 | ALLRFPs\Saudi Energy\SEC RFP-C001768996\downloaded-rfp\SEC RFP-C001768996.xls
Saudi Energy | SEC RFP-C001768996 | 905941966 | 100 905941966 FILTER,FUEL,SSTL,63.2 MM ... | 100 905941966 FILTER,FUEL,SSTL,63.2 MM DIA X 140 MM LG | 14 | ALLRFPs\Saudi Energy\SEC RFP-C001768996\downloaded-rfp\SEC RFP-C001768996.xls
Saudi Energy | SEC RFP-C001768996 | 909202486 | 110 909202486 FILTER,OIL,PAPER FILTER,F... | 110 909202486 FILTER,OIL,PAPER FILTER,FILTER OIL | 24 | ALLRFPs\Saudi Energy\SEC RFP-C001768996\downloaded-rfp\SEC RFP-C001768996.xls
Saudi Energy | SEC RFP-C001768996 | 909302896 | 120 909302896 FILTER,OIL,MICRO FIBREGLA... | 120 909302896 FILTER,OIL,MICRO FIBREGLASS,#38500030 | 18 | ALLRFPs\Saudi Energy\SEC RFP-C001768996\downloaded-rfp\SEC RFP-C001768996.xls
Saudi Energy | SEC RFP-C001768996 | 901368247 | 130 901368247 CART:BULK NOUN | 130 901368247 CART:BULK NOUN | 10 | ALLRFPs\Saudi Energy\SEC RFP-C001768996\downloaded-rfp\SEC RFP-C001768996.xls
Saudi Energy | SEC RFP-C001768996 | 905897490 | 140 905897490 BEARING,BALL,CONRAD,RADIA... | 140 905897490 BEARING,BALL,CONRAD,RADIAL,1 R,130 MM ID | 6 | ALLRFPs\Saudi Energy\SEC RFP-C001768996\downloaded-rfp\SEC RFP-C001768996.xls
Saudi Energy | SEC RFP-C001768996 | 901321927 | 150 901321927 GASKET,SPRLWND,3 INCH PS,... | 150 901321927 GASKET,SPRLWND,3 INCH PS,FLEXITALLIC CG | 20 | ALLRFPs\Saudi Energy\SEC RFP-C001768996\downloaded-rfp\SEC RFP-C001768996.xls
Saudi Energy | SEC RFP-C001768996 | 901321929 | 160 901321929 GASKET,SPRLWND,8 INCH PS,... | 160 901321929 GASKET,SPRLWND,8 INCH PS,FLEXITALLIC CG | 20 | ALLRFPs\Saudi Energy\SEC RFP-C001768996\downloaded-rfp\SEC RFP-C001768996.xls
Saudi Energy | SEC RFP-C001768996 | 901406732 | 170 901406732 GASKET,SPRLWND,12 IN PS,R... | 170 901406732 GASKET,SPRLWND,12 IN PS,ROUND, CGI,#ASME | 20 | ALLRFPs\Saudi Energy\SEC RFP-C001768996\downloaded-rfp\SEC RFP-C001768996.xls
Saudi Energy | SEC RFP-C001768996 | 900380737 | 180 900380737 BREATHER,AIR:CRANKCASE,PO... | 180 900380737 BREATHER,AIR:CRANKCASE,POLYAMIDE,1/4 IN | 60 | ALLRFPs\Saudi Energy\SEC RFP-C001768996\downloaded-rfp\SEC RFP-C001768996.xls
Saudi Energy | SEC RFP-C001768996 | 902464084 | 190 902464084 CONTACTOR,RELAY:17 A,24 V... | 190 902464084 CONTACTOR,RELAY:17 A,24 VDC,1 NO 1 NC,IP | 3 | ALLRFPs\Saudi Energy\SEC RFP-C001768996\downloaded-rfp\SEC RFP-C001768996.xls
Saudi Energy | SEC RFP-C001768996 | 901365952 | 200 901365952 GASKET,BULK NOUN:SPIRAL W... | 200 901365952 GASKET,BULK NOUN:SPIRAL WOUND,CIRCULAR,3 | 10 | ALLRFPs\Saudi Energy\SEC RFP-C001768996\downloaded-rfp\SEC RFP-C001768996.xls
Saudi Energy | SEC RFP-C001768996 | 901366003 | 210 901366003 GASKET,SPRLWND,3/4 IN PS,... | 210 901366003 GASKET,SPRLWND,3/4 IN PS,CGI,3/4 IN SZ | 20 | ALLRFPs\Saudi Energy\SEC RFP-C001768996\downloaded-rfp\SEC RFP-C001768996.xls
Saudi Energy | SEC RFP-C001768996 | 901368265 | 220 901368265 BRG:BALL,1 R,130 MM ID,23... | 220 901368265 BRG:BALL,1 R,130 MM ID,230 MM OD,40 MM W | 6 | ALLRFPs\Saudi Energy\SEC RFP-C001768996\downloaded-rfp\SEC RFP-C001768996.xls
Saudi Energy | SEC RFP-C001768996 | 901224594 | 230 901224594 FLTR:AIR,PAPER,490 MM OD ... | 230 901224594 FLTR:AIR,PAPER,490 MM OD X 40 MM HT,MICR | 24 | ALLRFPs\Saudi Energy\SEC RFP-C001768996\downloaded-rfp\SEC RFP-C001768996.xls
Saudi Energy | SEC RFP-C001768996 | 901238452 | 240 901238452 TRANSMITTER:SIGNAL,PRESSU... | 240 901238452 TRANSMITTER:SIGNAL,PRESSURE,MINUS 100 TO | 4 | ALLRFPs\Saudi Energy\SEC RFP-C001768996\downloaded-rfp\SEC RFP-C001768996.xls
Saudi Energy | SEC RFP-C001768996 | 901368157 | 250 901368157 STAND:MOUNTING/SUPPORTING | 250 901368157 STAND:MOUNTING/SUPPORTING | 3 | ALLRFPs\Saudi Energy\SEC RFP-C001768996\downloaded-rfp\SEC RFP-C001768996.xls
Saudi Energy | SEC RFP-C001768996 | 905917362 | 260 905917362 CONTACTOR,MTR,600 V AC LV... | 260 905917362 CONTACTOR,MTR,600 V AC LV,45,ABS POLE,#C | 30 | ALLRFPs\Saudi Energy\SEC RFP-C001768996\downloaded-rfp\SEC RFP-C001768996.xls
Saudi Energy | SEC RFP-C001769004 | 905849994 | 10 905849994 STAND:MOUNTING/SUPPORTING... | 10 905849994 STAND:MOUNTING/SUPPORTING,UNIVERSAL MAGN | 5 | ALLRFPs\Saudi Energy\SEC RFP-C001769004\downloaded-rfp\SEC RFP-C001769004.xls
Saudi Energy | SEC RFP-C001769004 | 909411251 | 20 909411251 CALIPER:VERNIER,0-6IN 0-1... | 20 909411251 CALIPER:VERNIER,0-6IN 0-150MM,0.0005 IN | 7 | ALLRFPs\Saudi Energy\SEC RFP-C001769004\downloaded-rfp\SEC RFP-C001769004.xls
Saudi Energy | SEC RFP-C001769004 | 902503333 | 30 902503333 GAUGE SET,CLEARANCE/GAP,3... | 30 902503333 GAUGE SET,CLEARANCE/GAP,316 SSTL,#FBL325 | 10 | ALLRFPs\Saudi Energy\SEC RFP-C001769004\downloaded-rfp\SEC RFP-C001769004.xls
Saudi Energy | SEC RFP-C001769004 | 905850216 | 40 905850216 MICROMETER:DEPTH,12 IN/30... | 40 905850216 MICROMETER:DEPTH,12 IN/300MM RANGE,0.000 | 5 | ALLRFPs\Saudi Energy\SEC RFP-C001769004\downloaded-rfp\SEC RFP-C001769004.xls
Saudi Energy | SEC RFP-C001769004 | 909200545 | 50 909200545 DIAL,INDICATOR,0-100MM,52... | 50 909200545 DIAL,INDICATOR,0-100MM,52 MM,SSTL,IEC | 4 | ALLRFPs\Saudi Energy\SEC RFP-C001769004\downloaded-rfp\SEC RFP-C001769004.xls
Saudi Energy | SEC RFP-C001769004 | 905848715 | 60 905848715 PARALLELS,ADJUSTABLE:STL,... | 60 905848715 PARALLELS,ADJUSTABLE:STL,9.53 MM WD X 57 | 5 | ALLRFPs\Saudi Energy\SEC RFP-C001769004\downloaded-rfp\SEC RFP-C001769004.xls
Saudi Energy | SEC RFP-C001769004 | 905920081 | 70 905920081 GRINDER,ELEC | 70 905920081 GRINDER,ELEC | 4 | ALLRFPs\Saudi Energy\SEC RFP-C001769004\downloaded-rfp\SEC RFP-C001769004.xls
Saudi Energy | SEC RFP-C001769004 | 905849884 | 80 905849884 DRILL,PWR,350 W 220 VAC,0... | 80 905849884 DRILL,PWR,350 W 220 VAC,0 TO 1200 RPM | 4 | ALLRFPs\Saudi Energy\SEC RFP-C001769004\downloaded-rfp\SEC RFP-C001769004.xls
Saudi Energy | SEC RFP-C001769004 | 905849889 | 90 905849889 WRENCH,IMP,1/2 IN DR,440 ... | 90 905849889 WRENCH,IMP,1/2 IN DR,440 NM | 2 | ALLRFPs\Saudi Energy\SEC RFP-C001769004\downloaded-rfp\SEC RFP-C001769004.xls
Saudi Energy | SEC RFP-C001769004 | 905849890 | 100 905849890 WRENCH,IMP,3/4 IN DR,440 ... | 100 905849890 WRENCH,IMP,3/4 IN DR,440 NM | 2 | ALLRFPs\Saudi Energy\SEC RFP-C001769004\downloaded-rfp\SEC RFP-C001769004.xls
Saudi Energy | SEC RFP-C001769004 | 905890072 | 110 905890072 DRILL SET,TWIST,1 MM TO 1... | 110 905890072 DRILL SET,TWIST,1 MM TO 13 MM,HSS | 8 | ALLRFPs\Saudi Energy\SEC RFP-C001769004\downloaded-rfp\SEC RFP-C001769004.xls
Saudi Energy | SEC RFP-C001769004 | 905850072 | 120 905850072 CUTTER:ROTARY,1/8–1-1/8 I... | 120 905850072 CUTTER:ROTARY,1/8–1-1/8 IN CAPACITY | 5 | ALLRFPs\Saudi Energy\SEC RFP-C001769004\downloaded-rfp\SEC RFP-C001769004.xls
Saudi Energy | SEC RFP-C001769004 | 905890711 | 130 905890711 KIT,TOOL,TUBE CUTTING AND... | 130 905890711 KIT,TOOL,TUBE CUTTING AND FLARING | 10 | ALLRFPs\Saudi Energy\SEC RFP-C001769004\downloaded-rfp\SEC RFP-C001769004.xls
Saudi Energy | SEC RFP-C001769004 | 905849668 | 140 905849668 KIT,GAS WELDING AND CUTTI... | 140 905849668 KIT,GAS WELDING AND CUTTING | 4 | ALLRFPs\Saudi Energy\SEC RFP-C001769004\downloaded-rfp\SEC RFP-C001769004.xls
Saudi Energy | SEC RFP-C001769004 | 905890602 | 150 905890602 GRINDER,ELEC,115/230 VAC,... | 150 905890602 GRINDER,ELEC,115/230 VAC,85/42,50/60HZ | 2 | ALLRFPs\Saudi Energy\SEC RFP-C001769004\downloaded-rfp\SEC RFP-C001769004.xls
Saudi Energy | SEC RFP-C001769004 | 905890603 | 160 905890603 GRINDER,AIR,90 PSI,22000 ... | 160 905890603 GRINDER,AIR,90 PSI,22000 RPM,1/4 IN ICON | 5 | ALLRFPs\Saudi Energy\SEC RFP-C001769004\downloaded-rfp\SEC RFP-C001769004.xls
Saudi Energy | SEC RFP-C001769004 | 901405043 | 170 901405043 HAMMER:SOFT FACE,24 OZ,PL... | 170 901405043 HAMMER:SOFT FACE,24 OZ,PLASTIC FACE,12-3 | 5 | ALLRFPs\Saudi Energy\SEC RFP-C001769004\downloaded-rfp\SEC RFP-C001769004.xls
Saudi Energy | SEC RFP-C001769004 | 905848695 | 180 905848695 HAMMER:BALL PEIN, | 180 905848695 HAMMER:BALL PEIN, | 5 | ALLRFPs\Saudi Energy\SEC RFP-C001769004\downloaded-rfp\SEC RFP-C001769004.xls
Saudi Energy | SEC RFP-C001769004 | 901405042 | 190 901405042 HAMMER:SOFT FACE,32 OZ,BR... | 190 901405042 HAMMER:SOFT FACE,32 OZ,BRONZE TIP | 15 | ALLRFPs\Saudi Energy\SEC RFP-C001769004\downloaded-rfp\SEC RFP-C001769004.xls
Saudi Energy | SEC RFP-C001769004 | 905920092 | 200 905920092 HAMMER:SLEDGE,4 LB,FIBERG... | 200 905920092 HAMMER:SLEDGE,4 LB,FIBERGLASS | 15 | ALLRFPs\Saudi Energy\SEC RFP-C001769004\downloaded-rfp\SEC RFP-C001769004.xls
Saudi Energy | SEC RFP-C001769004 | 905920093 | 210 905920093 HAMMER:SLEDGE, | 210 905920093 HAMMER:SLEDGE, | 5 | ALLRFPs\Saudi Energy\SEC RFP-C001769004\downloaded-rfp\SEC RFP-C001769004.xls
Saudi Energy | SEC RFP-C001769004 | 905848718 | 220 905848718 WRENCH,ADJ,1-1/2 IN JAWCA... | 220 905848718 WRENCH,ADJ,1-1/2 IN JAWCAP | 5 | ALLRFPs\Saudi Energy\SEC RFP-C001769004\downloaded-rfp\SEC RFP-C001769004.xls
Saudi Energy | SEC RFP-C001769004 | 905921221 | 230 905921221 WRENCH,COMB,OPEN HD A,1/2... | 230 905921221 WRENCH,COMB,OPEN HD A,1/2 IN HD A SZ | 10 | ALLRFPs\Saudi Energy\SEC RFP-C001769004\downloaded-rfp\SEC RFP-C001769004.xls
Saudi Energy | SEC RFP-C001769004 | 905921219 | 240 905921219 WRENCH,COMB,OPEN HD A,9/1... | 240 905921219 WRENCH,COMB,OPEN HD A,9/16IN HD A SZ | 10 | ALLRFPs\Saudi Energy\SEC RFP-C001769004\downloaded-rfp\SEC RFP-C001769004.xls
Saudi Energy | SEC RFP-C001769004 | 905921223 | 250 905921223 WRENCH,COMB,OPEN HD A,3/4... | 250 905921223 WRENCH,COMB,OPEN HD A,3/4 IN HD A SZ | 10 | ALLRFPs\Saudi Energy\SEC RFP-C001769004\downloaded-rfp\SEC RFP-C001769004.xls
Saudi Energy | SEC RFP-C001769004 | 905850149 | 260 905850149 HOIST:CHAIN,CONTINUOUS CH... | 260 905850149 HOIST:CHAIN,CONTINUOUS CHAIN,5 TON CAPAC | 5 | ALLRFPs\Saudi Energy\SEC RFP-C001769004\downloaded-rfp\SEC RFP-C001769004.xls
Saudi Energy | SEC RFP-C001769004 | 905921218 | 270 905921218 WRENCH,COMB,OPEN HD A,5/8... | 270 905921218 WRENCH,COMB,OPEN HD A,5/8 IN HD A SZ | 10 | ALLRFPs\Saudi Energy\SEC RFP-C001769004\downloaded-rfp\SEC RFP-C001769004.xls
Saudi Energy | SEC RFP-C001769004 | 905921224 | 280 905921224 WRENCH,COMB,OPEN HD A,7/1... | 280 905921224 WRENCH,COMB,OPEN HD A,7/16 IN HD A SZ | 15 | ALLRFPs\Saudi Energy\SEC RFP-C001769004\downloaded-rfp\SEC RFP-C001769004.xls
Saudi Energy | SEC RFP-C001769004 | 905921222 | 290 905921222 WRENCH,COMB,OPEN HD A,15/... | 290 905921222 WRENCH,COMB,OPEN HD A,15/16 IN HD A SZ | 10 | ALLRFPs\Saudi Energy\SEC RFP-C001769004\downloaded-rfp\SEC RFP-C001769004.xls
Saudi Energy | SEC RFP-C001769004 | 905890955 | 300 905890955 WRENCH SET,COMB,6 POINT | 300 905890955 WRENCH SET,COMB,6 POINT | 5 | ALLRFPs\Saudi Energy\SEC RFP-C001769004\downloaded-rfp\SEC RFP-C001769004.xls
Saudi Energy | SEC RFP-C001769004 | 905890722 | 310 905890722 WRENCH,STRIKING,6 POINT,1... | 310 905890722 WRENCH,STRIKING,6 POINT,1-3/4 IN | 5 | ALLRFPs\Saudi Energy\SEC RFP-C001769004\downloaded-rfp\SEC RFP-C001769004.xls
Saudi Energy | SEC RFP-C001769004 | 905849921 | 320 905849921 WRENCH,STRIKING,12 POINT,... | 320 905849921 WRENCH,STRIKING,12 POINT,1-1/8 IN | 10 | ALLRFPs\Saudi Energy\SEC RFP-C001769004\downloaded-rfp\SEC RFP-C001769004.xls
Saudi Energy | SEC RFP-C001769004 | 905850150 | 330 905850150 HOIST:CHAIN,CONTINUOUS CH... | 330 905850150 HOIST:CHAIN,CONTINUOUS CHAIN,10 TON CAPA | 5 | ALLRFPs\Saudi Energy\SEC RFP-C001769004\downloaded-rfp\SEC RFP-C001769004.xls
Saudi Energy | SEC RFP-C001769004 | 901405038 | 340 901405038 WRENCH,STRIKING,12 POINT,... | 340 901405038 WRENCH,STRIKING,12 POINT,1 TO 1/4 IN | 6 | ALLRFPs\Saudi Energy\SEC RFP-C001769004\downloaded-rfp\SEC RFP-C001769004.xls
Saudi Energy | SEC RFP-C001769004 | 905849920 | 350 905849920 WRENCH,STRIKING,12 POINT,... | 350 905849920 WRENCH,STRIKING,12 POINT,1-1/16 IN | 10 | ALLRFPs\Saudi Energy\SEC RFP-C001769004\downloaded-rfp\SEC RFP-C001769004.xls
Saudi Energy | SEC RFP-C001769004 | 905921229 | 360 905921229 WRENCH,STRIKING,12 POINT,... | 360 905921229 WRENCH,STRIKING,12 POINT,5/8 IN | 20 | ALLRFPs\Saudi Energy\SEC RFP-C001769004\downloaded-rfp\SEC RFP-C001769004.xls
Saudi Energy | SEC RFP-C001769004 | 905849919 | 370 905849919 WRENCH,STRIKING,12 POINT,... | 370 905849919 WRENCH,STRIKING,12 POINT,15/16 IN | 15 | ALLRFPs\Saudi Energy\SEC RFP-C001769004\downloaded-rfp\SEC RFP-C001769004.xls
Saudi Energy | SEC RFP-C001769004 | 902503275 | 380 902503275 WRENCH,STRIKING,12 POINT,... | 380 902503275 WRENCH,STRIKING,12 POINT,1-11/16 IN | 5 | ALLRFPs\Saudi Energy\SEC RFP-C001769004\downloaded-rfp\SEC RFP-C001769004.xls
Saudi Energy | SEC RFP-C001769004 | 905920091 | 390 905920091 WRENCH,STRIKING,12 POINT,... | 390 905920091 WRENCH,STRIKING,12 POINT,13/16 IN | 10 | ALLRFPs\Saudi Energy\SEC RFP-C001769004\downloaded-rfp\SEC RFP-C001769004.xls
Saudi Energy | SEC RFP-C001769004 | 909400350 | 400 909400350 JACK:HYDRAULIC,100 TON,4 ... | 400 909400350 JACK:HYDRAULIC,100 TON,4 IN,3.38 IN | 3 | ALLRFPs\Saudi Energy\SEC RFP-C001769004\downloaded-rfp\SEC RFP-C001769004.xls
Saudi Energy | SEC RFP-C001769004 | 909400351 | 410 909400351 JACK:HYDRAULIC,50 TON,3.2... | 410 909400351 JACK:HYDRAULIC,50 TON,3.25 IN,2.63 IN | 3 | ALLRFPs\Saudi Energy\SEC RFP-C001769004\downloaded-rfp\SEC RFP-C001769004.xls
Saudi Energy | SEC RFP-C001769004 | 909400352 | 420 909400352 JACK:HYDRAULIC,20 TON,2.4... | 420 909400352 JACK:HYDRAULIC,20 TON,2.47 IN,2.03 IN | 4 | ALLRFPs\Saudi Energy\SEC RFP-C001769004\downloaded-rfp\SEC RFP-C001769004.xls
Saudi Energy | SEC RFP-C001769004 | 909400353 | 430 909400353 JACK:HYDRAULIC,10 TON,2.1... | 430 909400353 JACK:HYDRAULIC,10 TON,2.13 IN,1.69 IN | 2 | ALLRFPs\Saudi Energy\SEC RFP-C001769004\downloaded-rfp\SEC RFP-C001769004.xls
Saudi Energy | SEC RFP-C001769004 | 909400354 | 440 909400354 JACK:HYDRAULIC,5 TON,1.53... | 440 909400354 JACK:HYDRAULIC,5 TON,1.53 IN,1.28 IN | 2 | ALLRFPs\Saudi Energy\SEC RFP-C001769004\downloaded-rfp\SEC RFP-C001769004.xls
Saudi Energy | SEC RFP-C001769004 | 905850159 | 450 905850159 PULLER:MANUAL,BEARING,60 ... | 450 905850159 PULLER:MANUAL,BEARING,60 MM CLAMPING RAN | 5 | ALLRFPs\Saudi Energy\SEC RFP-C001769004\downloaded-rfp\SEC RFP-C001769004.xls
Saudi Energy | SEC RFP-C001769004 | 905850158 | 460 905850158 PULLER:MANUAL,BEARING,STL... | 460 905850158 PULLER:MANUAL,BEARING,STL,BIS IS 9193 | 5 | ALLRFPs\Saudi Energy\SEC RFP-C001769004\downloaded-rfp\SEC RFP-C001769004.xls
Saudi Energy | SEC RFP-C001769004 | 905849887 | 470 905849887 HANDHOLE,#P80HANDHOLE | 470 905849887 HANDHOLE,#P80HANDHOLE | 5 | ALLRFPs\Saudi Energy\SEC RFP-C001769004\downloaded-rfp\SEC RFP-C001769004.xls
Saudi Energy | SEC RFP-C001769004 | 905694142 | 480 905694142 SOCKET,WRN,12 POINT,2-3/8... | 480 905694142 SOCKET,WRN,12 POINT,2-3/8 IN,1 IN DR | 10 | ALLRFPs\Saudi Energy\SEC RFP-C001769004\downloaded-rfp\SEC RFP-C001769004.xls
Saudi Energy | SEC RFP-C001769004 | 905890731 | 490 905890731 WRENCH,BOX END,12 POINT,1... | 490 905890731 WRENCH,BOX END,12 POINT,1-1/2 IN | 5 | ALLRFPs\Saudi Energy\SEC RFP-C001769004\downloaded-rfp\SEC RFP-C001769004.xls
Saudi Energy | SEC RFP-C001769004 | 901405048 | 500 901405048 WRENCH,PIPE,3/4 IN,6 IN L... | 500 901405048 WRENCH,PIPE,3/4 IN,6 IN LG,ASTL | 10 | ALLRFPs\Saudi Energy\SEC RFP-C001769004\downloaded-rfp\SEC RFP-C001769004.xls
Saudi Energy | SEC RFP-C001769004 | 905891113 | 510 905891113 WRENCH,BOX END,12 POINT,3... | 510 905891113 WRENCH,BOX END,12 POINT,3/4 IN | 5 | ALLRFPs\Saudi Energy\SEC RFP-C001769004\downloaded-rfp\SEC RFP-C001769004.xls
Saudi Energy | SEC RFP-C001769004 | 905849726 | 520 905849726 WRENCH,BOX END,12 POINT,1... | 520 905849726 WRENCH,BOX END,12 POINT,15/16 IN | 8 | ALLRFPs\Saudi Energy\SEC RFP-C001769004\downloaded-rfp\SEC RFP-C001769004.xls
Saudi Energy | SEC RFP-C001769004 | 905921220 | 530 905921220 WRENCH,COMB,OPEN HD A,1 I... | 530 905921220 WRENCH,COMB,OPEN HD A,1 IN HD A SZ | 8 | ALLRFPs\Saudi Energy\SEC RFP-C001769004\downloaded-rfp\SEC RFP-C001769004.xls
Saudi Energy | SEC RFP-C001769004 | 905849917 | 540 905849917 SET,HOFFMAN NUT SPINNER | 540 905849917 SET,HOFFMAN NUT SPINNER | 5 | ALLRFPs\Saudi Energy\SEC RFP-C001769004\downloaded-rfp\SEC RFP-C001769004.xls
Saudi Energy | SEC RFP-C001769004 | 905891115 | 550 905891115 WRENCH,STRIKING,12 POINT,... | 550 905891115 WRENCH,STRIKING,12 POINT,1-7/8 IN | 6 | ALLRFPs\Saudi Energy\SEC RFP-C001769004\downloaded-rfp\SEC RFP-C001769004.xls
Saudi Energy | SEC RFP-C001769004 | 905890742 | 560 905890742 WRENCH,STRIKING,12 POINT,... | 560 905890742 WRENCH,STRIKING,12 POINT,1-7/8 IN | 6 | ALLRFPs\Saudi Energy\SEC RFP-C001769004\downloaded-rfp\SEC RFP-C001769004.xls
Saudi Energy | SEC RFP-C001769004 | 905890743 | 570 905890743 WRENCH,STRIKING,12 POINT,... | 570 905890743 WRENCH,STRIKING,12 POINT,1-5/8 IN | 6 | ALLRFPs\Saudi Energy\SEC RFP-C001769004\downloaded-rfp\SEC RFP-C001769004.xls
Saudi Energy | SEC RFP-C001769004 | 905890760 | 580 905890760 WRENCH,STRIKING,12 POINT,... | 580 905890760 WRENCH,STRIKING,12 POINT,1-13/16 IN | 6 | ALLRFPs\Saudi Energy\SEC RFP-C001769004\downloaded-rfp\SEC RFP-C001769004.xls
Saudi Energy | SEC RFP-C001769004 | 902503274 | 590 902503274 WRENCH,STRIKING,12 POINT,... | 590 902503274 WRENCH,STRIKING,12 POINT,1-1/2 IN,#DX148 | 5 | ALLRFPs\Saudi Energy\SEC RFP-C001769004\downloaded-rfp\SEC RFP-C001769004.xls
Saudi Energy | SEC RFP-C001769004 | 905891114 | 600 905891114 WRENCH,STRIKING,12 POINT,... | 600 905891114 WRENCH,STRIKING,12 POINT,1-7/16 IN | 5 | ALLRFPs\Saudi Energy\SEC RFP-C001769004\downloaded-rfp\SEC RFP-C001769004.xls
Saudi Energy | SEC RFP-C001769004 | 905849709 | 610 905849709 WRENCH,STRIKING,12 POINT,... | 610 905849709 WRENCH,STRIKING,12 POINT,1-3/8 IN | 5 | ALLRFPs\Saudi Energy\SEC RFP-C001769004\downloaded-rfp\SEC RFP-C001769004.xls
Saudi Energy | SEC RFP-C001769004 | 905695747 | 620 905695747 WRENCH,STRIKING,12 POINT,... | 620 905695747 WRENCH,STRIKING,12 POINT,30MM,190 MM LG | 5 | ALLRFPs\Saudi Energy\SEC RFP-C001769004\downloaded-rfp\SEC RFP-C001769004.xls
Saudi Energy | SEC RFP-C001769004 | 905850160 | 630 905850160 PULLER:MANUAL,BEARING,100... | 630 905850160 PULLER:MANUAL,BEARING,100 MM CLAMPING RA | 5 | ALLRFPs\Saudi Energy\SEC RFP-C001769004\downloaded-rfp\SEC RFP-C001769004.xls
Saudi Energy | SEC RFP-C001769004 | 905849009 | 640 905849009 PULLER:POWER,HYDRAULIC,20... | 640 905849009 PULLER:POWER,HYDRAULIC,20 TON | 5 | ALLRFPs\Saudi Energy\SEC RFP-C001769004\downloaded-rfp\SEC RFP-C001769004.xls
Saudi Energy | SEC RFP-C001769004 | 905848785 | 650 905848785 CLAMP,HOSE/TUBING,11 TO 1... | 650 905848785 CLAMP,HOSE/TUBING,11 TO 16 MM DIA X 9 MM | 5 | ALLRFPs\Saudi Energy\SEC RFP-C001769004\downloaded-rfp\SEC RFP-C001769004.xls
Saudi Energy | SEC RFP-C001769004 | 909111956 | 660 909111956 JACK,HYDRAULIC:30 TON , 3... | 660 909111956 JACK,HYDRAULIC:30 TON , 334 KN,STEEL,160 | 3 | ALLRFPs\Saudi Energy\SEC RFP-C001769004\downloaded-rfp\SEC RFP-C001769004.xls
Saudi Energy | SEC RFP-C001769004 | 905850205 | 670 905850205 HOIST:CHAIN,CONTINUOUS CH... | 670 905850205 HOIST:CHAIN,CONTINUOUS CHAIN,0.5 TON CAP | 5 | ALLRFPs\Saudi Energy\SEC RFP-C001769004\downloaded-rfp\SEC RFP-C001769004.xls
Saudi Energy | SEC RFP-C001769004 | 905850147 | 680 905850147 HOIST:CHAIN,CONTINUOUS CH... | 680 905850147 HOIST:CHAIN,CONTINUOUS CHAIN,1 TON CAPAC | 5 | ALLRFPs\Saudi Energy\SEC RFP-C001769004\downloaded-rfp\SEC RFP-C001769004.xls
Saudi Energy | SEC RFP-C001769004 | 905850148 | 690 905850148 HOIST:CHAIN,CONTINUOUS CH... | 690 905850148 HOIST:CHAIN,CONTINUOUS CHAIN,2 TON CAPAC | 5 | ALLRFPs\Saudi Energy\SEC RFP-C001769004\downloaded-rfp\SEC RFP-C001769004.xls
Saudi Energy | SEC RFP-C001769004 | 905850250 | 700 905850250 CHAIN,LOAD RATED,2 TON,3 ... | 700 905850250 CHAIN,LOAD RATED,2 TON,3 M LG,#SITACOREF | 5 | ALLRFPs\Saudi Energy\SEC RFP-C001769004\downloaded-rfp\SEC RFP-C001769004.xls
Saudi Energy | SEC RFP-C001769004 | 905849846 | 710 905849846 HOIST:CHAIN,RACHET LEVER,... | 710 905849846 HOIST:CHAIN,RACHET LEVER,1.6 TON CAPACIT | 5 | ALLRFPs\Saudi Energy\SEC RFP-C001769004\downloaded-rfp\SEC RFP-C001769004.xls
Saudi Energy | SEC RFP-C001769004 | 909104238 | 720 909104238 BELT,TOOL,NYL,4METER,2 ME... | 720 909104238 BELT,TOOL,NYL,4METER,2 METER AND 1METER | 10 | ALLRFPs\Saudi Energy\SEC RFP-C001769004\downloaded-rfp\SEC RFP-C001769004.xls
Saudi Energy | SEC RFP-C001769004 | 905848752 | 730 905848752 SHACKLE,ANCHOR:74.5 MM,60... | 730 905848752 SHACKLE,ANCHOR:74.5 MM,60.5 MM,42.9 MM,5 | 10 | ALLRFPs\Saudi Energy\SEC RFP-C001769004\downloaded-rfp\SEC RFP-C001769004.xls
Saudi Energy | SEC RFP-C001769004 | 905848753 | 740 905848753 SHACKLE,ANCHOR:45.2 MM,36... | 740 905848753 SHACKLE,ANCHOR:45.2 MM,36.6 MM,26.2 MM,2 | 10 | ALLRFPs\Saudi Energy\SEC RFP-C001769004\downloaded-rfp\SEC RFP-C001769004.xls
Saudi Energy | SEC RFP-C001769004 | 905849701 | 750 905849701 SHACKLE,ANCHOR:1/4 IN | 750 905849701 SHACKLE,ANCHOR:1/4 IN | 10 | ALLRFPs\Saudi Energy\SEC RFP-C001769004\downloaded-rfp\SEC RFP-C001769004.xls
Saudi Energy | SEC RFP-C001769004 | 905849702 | 760 905849702 SHACKLE,ANCHOR:***** | 760 905849702 SHACKLE,ANCHOR:***** | 10 | ALLRFPs\Saudi Energy\SEC RFP-C001769004\downloaded-rfp\SEC RFP-C001769004.xls
Saudi Energy | SEC RFP-C001769004 | 905849703 | 770 905849703 SHACKLE,ANCHOR:***** | 770 905849703 SHACKLE,ANCHOR:***** | 10 | ALLRFPs\Saudi Energy\SEC RFP-C001769004\downloaded-rfp\SEC RFP-C001769004.xls
Saudi Energy | SEC RFP-C001769004 | 905849704 | 780 905849704 SHACKLE,ANCHOR:***** | 780 905849704 SHACKLE,ANCHOR:***** | 10 | ALLRFPs\Saudi Energy\SEC RFP-C001769004\downloaded-rfp\SEC RFP-C001769004.xls
Saudi Energy | SEC RFP-C001769004 | 905849705 | 790 905849705 SHACKLE,ANCHOR:***** | 790 905849705 SHACKLE,ANCHOR:***** | 10 | ALLRFPs\Saudi Energy\SEC RFP-C001769004\downloaded-rfp\SEC RFP-C001769004.xls
Saudi Energy | SEC RFP-C001769004 | 905849706 | 800 905849706 SHACKLE,ANCHOR:***** | 800 905849706 SHACKLE,ANCHOR:***** | 10 | ALLRFPs\Saudi Energy\SEC RFP-C001769004\downloaded-rfp\SEC RFP-C001769004.xls
Saudi Energy | SEC RFP-C001769004 | 905849707 | 810 905849707 SHACKLE,ANCHOR:***** | 810 905849707 SHACKLE,ANCHOR:***** | 10 | ALLRFPs\Saudi Energy\SEC RFP-C001769004\downloaded-rfp\SEC RFP-C001769004.xls
Saudi Energy | SEC RFP-C001769004 | 905835686 | 820 905835686 BOLT,EYE,10 TPI THD,2 IN ... | 820 905835686 BOLT,EYE,10 TPI THD,2 IN THDLG,2 IN | 10 | ALLRFPs\Saudi Energy\SEC RFP-C001769004\downloaded-rfp\SEC RFP-C001769004.xls
Saudi Energy | SEC RFP-C001769004 | 905835687 | 830 905835687 BOLT,EYE,10 TPI THD,4IN T... | 830 905835687 BOLT,EYE,10 TPI THD,4IN THDLG,4IN | 10 | ALLRFPs\Saudi Energy\SEC RFP-C001769004\downloaded-rfp\SEC RFP-C001769004.xls
Saudi Energy | SEC RFP-C001769004 | 909108738 | 840 909108738 BOLT,EYE,50LB,METRIC THD,... | 840 909108738 BOLT,EYE,50LB,METRIC THD,50 MM THDLG,#SP | 10 | ALLRFPs\Saudi Energy\SEC RFP-C001769004\downloaded-rfp\SEC RFP-C001769004.xls
Saudi Energy | SEC RFP-C001769004 | 905917090 | 850 905917090 CHISEL SET:COLD,FLAT,125 ... | 850 905917090 CHISEL SET:COLD,FLAT,125 MM TO 300 MM LG | 10 | ALLRFPs\Saudi Energy\SEC RFP-C001769004\downloaded-rfp\SEC RFP-C001769004.xls
Saudi Energy | SEC RFP-C001769004 | 909110411 | 860 909110411 PUNCH SET,ARCH,ASTL,#1620... | 860 909110411 PUNCH SET,ARCH,ASTL,#1620098 | 10 | ALLRFPs\Saudi Energy\SEC RFP-C001769004\downloaded-rfp\SEC RFP-C001769004.xls
Saudi Energy | SEC RFP-C001769004 | 905598206 | 870 905598206 PUNCH SET:LETTER AND NUMB... | 870 905598206 PUNCH SET:LETTER AND NUMBER,16 MM X 16 M | 10 | ALLRFPs\Saudi Energy\SEC RFP-C001769004\downloaded-rfp\SEC RFP-C001769004.xls
Saudi Energy | SEC RFP-C001769004 | 905849176 | 880 905849176 PUNCH SET:DRIFT,1/8 TO 5/... | 880 905849176 PUNCH SET:DRIFT,1/8 TO 5/16 IN DIA,PUNCH | 10 | ALLRFPs\Saudi Energy\SEC RFP-C001769004\downloaded-rfp\SEC RFP-C001769004.xls
Saudi Energy | SEC RFP-C001769004 | 905849871 | 890 905849871 WRENCH,IMP,1/2 IN DR,325 ... | 890 905849871 WRENCH,IMP,1/2 IN DR,325 FT LB,PNEU | 8 | ALLRFPs\Saudi Energy\SEC RFP-C001769004\downloaded-rfp\SEC RFP-C001769004.xls
Saudi Energy | SEC RFP-C001769004 | 905849872 | 900 905849872 WRENCH,IMP,3/4 IN DR,1200... | 900 905849872 WRENCH,IMP,3/4 IN DR,1200 FT-LB,PNEU | 8 | ALLRFPs\Saudi Energy\SEC RFP-C001769004\downloaded-rfp\SEC RFP-C001769004.xls
Saudi Energy | SEC RFP-C001769004 | 905849992 | 910 905849992 WRENCH,IMP,3/4 IN DR,1000... | 910 905849992 WRENCH,IMP,3/4 IN DR,1000 FT LB,PNEU,#17 | 8 | ALLRFPs\Saudi Energy\SEC RFP-C001769004\downloaded-rfp\SEC RFP-C001769004.xls
Saudi Energy | SEC RFP-C001769004 | 909301752 | 920 909301752 DRILL,PWR,0-1800/0-1000/0... | 920 909301752 DRILL,PWR,0-1800/0-1000/0-900 | 8 | ALLRFPs\Saudi Energy\SEC RFP-C001769004\downloaded-rfp\SEC RFP-C001769004.xls
Saudi Energy | SEC RFP-C001769004 | 905848780 | 930 905848780 TAP SET,THD,METRIC,M3 TO ... | 930 905848780 TAP SET,THD,METRIC,M3 TO M18 DIA | 4 | ALLRFPs\Saudi Energy\SEC RFP-C001769004\downloaded-rfp\SEC RFP-C001769004.xls
Saudi Energy | SEC RFP-C001769004 | 901405053 | 940 901405053 TAP SET,THD,US,1/8 TO 1 I... | 940 901405053 TAP SET,THD,US,1/8 TO 1 IN DIA,NPT | 4 | ALLRFPs\Saudi Energy\SEC RFP-C001769004\downloaded-rfp\SEC RFP-C001769004.xls
Saudi Energy | SEC RFP-C001769004 | 905848725 | 950 905848725 EXTRACTOR SET,SCREW | 950 905848725 EXTRACTOR SET,SCREW | 3 | ALLRFPs\Saudi Energy\SEC RFP-C001769004\downloaded-rfp\SEC RFP-C001769004.xls
Saudi Energy | SEC RFP-C001769004 | 905882247 | 960 905882247 CUTTER:MILLING,(6 MM X 12... | 960 905882247 CUTTER:MILLING,(6 MM X 12.5 MM) DIA X 58 | 3 | ALLRFPs\Saudi Energy\SEC RFP-C001769004\downloaded-rfp\SEC RFP-C001769004.xls
Saudi Energy | SEC RFP-C001769004 | 905850069 | 970 905850069 PLIERS SET:ASSORTED,CUTTE... | 970 905850069 PLIERS SET:ASSORTED,CUTTER, LONG NOSE, C | 3 | ALLRFPs\Saudi Energy\SEC RFP-C001769004\downloaded-rfp\SEC RFP-C001769004.xls
Saudi Energy | SEC RFP-C001769004 | 905850070 | 980 905850070 PLIERS:CRIMPING,8 IN LG | 980 905850070 PLIERS:CRIMPING,8 IN LG | 5 | ALLRFPs\Saudi Energy\SEC RFP-C001769004\downloaded-rfp\SEC RFP-C001769004.xls
Saudi Energy | SEC RFP-C001769004 | 905920476 | 990 905920476 PLIERS:LOCKING,SOFT GRIP | 990 905920476 PLIERS:LOCKING,SOFT GRIP | 10 | ALLRFPs\Saudi Energy\SEC RFP-C001769004\downloaded-rfp\SEC RFP-C001769004.xls
Saudi Energy | SEC RFP-C001769004 | 905848709 | 1000 905848709 SCREWDRIVER SET:COMBINATI... | 1000 905848709 SCREWDRIVER SET:COMBINATION,3-1/2 IN TO | 6 | ALLRFPs\Saudi Energy\SEC RFP-C001769004\downloaded-rfp\SEC RFP-C001769004.xls
Saudi Energy | SEC RFP-C001769004 | 901405044 | 1010 901405044 PLIERS SET:LOCKING,5 TO 1... | 1010 901405044 PLIERS SET:LOCKING,5 TO 10 IN LG,4 PIECE | 6 | ALLRFPs\Saudi Energy\SEC RFP-C001769004\downloaded-rfp\SEC RFP-C001769004.xls
Saudi Energy | SEC RFP-C001769004 | 905850003 | 1020 905850003 SCREWDRIVER SET:COMBINATI... | 1020 905850003 SCREWDRIVER SET:COMBINATION, | 10 | ALLRFPs\Saudi Energy\SEC RFP-C001769004\downloaded-rfp\SEC RFP-C001769004.xls
Saudi Energy | SEC RFP-C001769004 | 905848706 | 1030 905848706 WRENCH,PIPE,14 IN LG | 1030 905848706 WRENCH,PIPE,14 IN LG | 6 | ALLRFPs\Saudi Energy\SEC RFP-C001769004\downloaded-rfp\SEC RFP-C001769004.xls
Saudi Energy | SEC RFP-C001769004 | 901405047 | 1040 901405047 WRENCH,PIPE,2 TO 1/2 IN,1... | 1040 901405047 WRENCH,PIPE,2 TO 1/2 IN,18 IN LG,ASTL | 5 | ALLRFPs\Saudi Energy\SEC RFP-C001769004\downloaded-rfp\SEC RFP-C001769004.xls
Saudi Energy | SEC RFP-C001769004 | 905890161 | 1050 905890161 WRENCH,PIPE,2 IN,12 IN LG... | 1050 905890161 WRENCH,PIPE,2 IN,12 IN LG,FORGED STL | 5 | ALLRFPs\Saudi Energy\SEC RFP-C001769004\downloaded-rfp\SEC RFP-C001769004.xls
Saudi Energy | SEC RFP-C001769004 | 905849752 | 1060 905849752 INDICATOR:DEFLECTION,1 IN | 1060 905849752 INDICATOR:DEFLECTION,1 IN | 5 | ALLRFPs\Saudi Energy\SEC RFP-C001769004\downloaded-rfp\SEC RFP-C001769004.xls
Saudi Energy | SEC RFP-C001769004 | 905848700 | 1070 905848700 SOCKET,WRN,12 POINT,5/8 I... | 1070 905848700 SOCKET,WRN,12 POINT,5/8 IN,1/2 IN DR,#SW | 10 | ALLRFPs\Saudi Energy\SEC RFP-C001769004\downloaded-rfp\SEC RFP-C001769004.xls
Saudi Energy | SEC RFP-C001769004 | 905848704 | 1080 905848704 SOCKET,WRN,12 POINT,9/16I... | 1080 905848704 SOCKET,WRN,12 POINT,9/16IN,1/2 IN DR,#SW | 10 | ALLRFPs\Saudi Energy\SEC RFP-C001769004\downloaded-rfp\SEC RFP-C001769004.xls
Saudi Energy | SEC RFP-C001769004 | 905920778 | 1090 905920778 SOCKET,WRN,12 POINT,1/2 I... | 1090 905920778 SOCKET,WRN,12 POINT,1/2 IN,1/2 IN DR,#SW | 10 | ALLRFPs\Saudi Energy\SEC RFP-C001769004\downloaded-rfp\SEC RFP-C001769004.xls
Saudi Energy | SEC RFP-C001769004 | 905848701 | 1100 905848701 SOCKET,WRN,12 POINT,#313S... | 1100 905848701 SOCKET,WRN,12 POINT,#313SMYA | 5 | ALLRFPs\Saudi Energy\SEC RFP-C001769004\downloaded-rfp\SEC RFP-C001769004.xls
Saudi Energy | SEC RFP-C001769004 | 905850004 | 1110 905850004 SCREWDRIVER SET:COMBINATI... | 1110 905850004 SCREWDRIVER SET:COMBINATION, | 5 | ALLRFPs\Saudi Energy\SEC RFP-C001769004\downloaded-rfp\SEC RFP-C001769004.xls
Saudi Energy | SEC RFP-C001769004 | 905848719 | 1120 905848719 SOCKET,WRN,12 POINT,7/8 I... | 1120 905848719 SOCKET,WRN,12 POINT,7/8 IN,1/2 IN DR,#SW | 10 | ALLRFPs\Saudi Energy\SEC RFP-C001769004\downloaded-rfp\SEC RFP-C001769004.xls
Saudi Energy | SEC RFP-C001769004 | 905848723 | 1130 905848723 SOCKET,WRN,12 POINT,1-1/8... | 1130 905848723 SOCKET,WRN,12 POINT,1-1/8 IN,1/2 IN DR | 10 | ALLRFPs\Saudi Energy\SEC RFP-C001769004\downloaded-rfp\SEC RFP-C001769004.xls
Saudi Energy | SEC RFP-C001769004 | 905920780 | 1140 905920780 SOCKET,WRN,12 POINT,3/8 I... | 1140 905920780 SOCKET,WRN,12 POINT,3/8 IN,1/2 IN DR,#SW | 10 | ALLRFPs\Saudi Energy\SEC RFP-C001769004\downloaded-rfp\SEC RFP-C001769004.xls
Saudi Energy | SEC RFP-C001769004 | 905920781 | 1150 905920781 SOCKET,WRN,12 POINT,7/16 ... | 1150 905920781 SOCKET,WRN,12 POINT,7/16 IN,1/2 IN DR,#S | 10 | ALLRFPs\Saudi Energy\SEC RFP-C001769004\downloaded-rfp\SEC RFP-C001769004.xls
Saudi Energy | SEC RFP-C001769004 | 905849632 | 1160 905849632 ADAPTER,SOCKET DRIVE | 1160 905849632 ADAPTER,SOCKET DRIVE | 5 | ALLRFPs\Saudi Energy\SEC RFP-C001769004\downloaded-rfp\SEC RFP-C001769004.xls
Saudi Energy | SEC RFP-C001769004 | 905890941 | 1170 905890941 WRENCH,RCHT,3/8 IN DR,AST... | 1170 905890941 WRENCH,RCHT,3/8 IN DR,ASTL,#J151A | 5 | ALLRFPs\Saudi Energy\SEC RFP-C001769004\downloaded-rfp\SEC RFP-C001769004.xls
Saudi Energy | SEC RFP-C001769004 | 905850002 | 1180 905850002 SOCKET SET,WRN,6 POINT,10... | 1180 905850002 SOCKET SET,WRN,6 POINT,10 MM TO 19 MM,#3 | 5 | ALLRFPs\Saudi Energy\SEC RFP-C001769004\downloaded-rfp\SEC RFP-C001769004.xls
Saudi Energy | SEC RFP-C001769004 | 905890649 | 1190 905890649 SOCKET,WRN,12 POINT,15/16... | 1190 905890649 SOCKET,WRN,12 POINT,15/16 IN,3/4 IN DR | 5 | ALLRFPs\Saudi Energy\SEC RFP-C001769004\downloaded-rfp\SEC RFP-C001769004.xls
Saudi Energy | SEC RFP-C001769004 | 909410102 | 1200 909410102 GUN:HEAT, | 1200 909410102 GUN:HEAT, | 3 | ALLRFPs\Saudi Energy\SEC RFP-C001769004\downloaded-rfp\SEC RFP-C001769004.xls
Saudi Energy | SEC RFP-C001769004 | 905891112 | 1210 905891112 WRENCH,STRIKING,12 POINT,... | 1210 905891112 WRENCH,STRIKING,12 POINT,1 IN,10 IN LG | 15 | ALLRFPs\Saudi Energy\SEC RFP-C001769004\downloaded-rfp\SEC RFP-C001769004.xls
Saudi Energy | SEC RFP-C001769775 | 905717128 | 10 905717128 PIN,CHAIN,TRAVELING WATER... | 10 905717128 PIN,CHAIN,TRAVELING WATER SCREEN,1-1/4 I | 600 | ALLRFPs\Saudi Energy\SEC RFP-C001769775\downloaded-rfp\SEC RFP-C001769775.xls
Saudi Energy | SEC RFP-C001769775 | 902509084 | 20 902509084 BUSHING,PIPE, HEX,1/2 IN ... | 20 902509084 BUSHING,PIPE, HEX,1/2 IN X 1/4 IN,316 SS | 20 | ALLRFPs\Saudi Energy\SEC RFP-C001769775\downloaded-rfp\SEC RFP-C001769775.xls
Saudi Energy | SEC RFP-C001769775 | 905745142 | 30 905745142 PIPE:METALLIC,1 IN (25.4 ... | 30 905745142 PIPE:METALLIC,1 IN (25.4 MM),15 FT TO 24 | 70 | ALLRFPs\Saudi Energy\SEC RFP-C001769775\downloaded-rfp\SEC RFP-C001769775.xls
Saudi Energy | SEC RFP-C001769775 | 905784762 | 40 905784762 BUSHING,HYDROGEN SIDE SEA... | 40 905784762 BUSHING,HYDROGEN SIDE SEAL, OIL PUMP,21 | 3 | ALLRFPs\Saudi Energy\SEC RFP-C001769775\downloaded-rfp\SEC RFP-C001769775.xls
Saudi Energy | SEC RFP-C001769775 | 905922246 | 50 905922246 BUSHING,TRAVELING WATER S... | 50 905922246 BUSHING,TRAVELING WATER SCREEN,STEAM TUR | 1,425 | ALLRFPs\Saudi Energy\SEC RFP-C001769775\downloaded-rfp\SEC RFP-C001769775.xls
Saudi Energy | SEC RFP-C001769775 | 901366963 | 60 901366963 SPROCKET:CHAIN | 60 901366963 SPROCKET:CHAIN | 1 | ALLRFPs\Saudi Energy\SEC RFP-C001769775\downloaded-rfp\SEC RFP-C001769775.xls
Saudi Energy | SEC RFP-C001769775 | 905770864 | 70 905770864 STUD,TURB,STL,2 IN DIA,8 ... | 70 905770864 STUD,TURB,STL,2 IN DIA,8 TPI,#N261305022 | 2 | ALLRFPs\Saudi Energy\SEC RFP-C001769775\downloaded-rfp\SEC RFP-C001769775.xls
Saudi Energy | SEC RFP-C001769775 | 905787133 | 80 905787133 STUD,DBL ENDED,1-1/2 IN D... | 80 905787133 STUD,DBL ENDED,1-1/2 IN DIA-B,8 UN THD-A | 4 | ALLRFPs\Saudi Energy\SEC RFP-C001769775\downloaded-rfp\SEC RFP-C001769775.xls
Saudi Energy | SEC RFP-C001769775 | 905787134 | 90 905787134 STUD,DBL ENDED,2 IN DIA-B... | 90 905787134 STUD,DBL ENDED,2 IN DIA-B,8 TPI THD-A,#N | 4 | ALLRFPs\Saudi Energy\SEC RFP-C001769775\downloaded-rfp\SEC RFP-C001769775.xls
Saudi Energy | SEC RFP-C001769775 | 901366962 | 100 901366962 SLV:BULK NOUN | 100 901366962 SLV:BULK NOUN | 8 | ALLRFPs\Saudi Energy\SEC RFP-C001769775\downloaded-rfp\SEC RFP-C001769775.xls
Saudi Energy | SEC RFP-C001769775 | 901367843 | 110 901367843 STUD:DE,1-3/4 IN DIA-B,8 ... | 110 901367843 STUD:DE,1-3/4 IN DIA-B,8 UN THD-A,ASTL M | 12 | ALLRFPs\Saudi Energy\SEC RFP-C001769775\downloaded-rfp\SEC RFP-C001769775.xls
Saudi Energy | SEC RFP-C001769775 | 901218798 | 120 901218798 SHOE,GAS TURBINE,THRUST B... | 120 901218798 SHOE,GAS TURBINE,THRUST BEARING,(75 MM X | 4 | ALLRFPs\Saudi Energy\SEC RFP-C001769775\downloaded-rfp\SEC RFP-C001769775.xls
Saudi Energy | SEC RFP-C001769775 | 901326460 | 130 901326460 STUD,DBL ENDED,2-1/2 IN D... | 130 901326460 STUD,DBL ENDED,2-1/2 IN DIA-B,#795D41706 | 20 | ALLRFPs\Saudi Energy\SEC RFP-C001769775\downloaded-rfp\SEC RFP-C001769775.xls
Saudi Energy | SEC RFP-C001769775 | 901325904 | 140 901325904 STUD,DBL ENDED,#PM0A56E88... | 140 901325904 STUD,DBL ENDED,#PM0A56E88G38 | 38 | ALLRFPs\Saudi Energy\SEC RFP-C001769775\downloaded-rfp\SEC RFP-C001769775.xls
Saudi Energy | SEC RFP-C001769775 | 901325820 | 150 901325820 SUPPORT,INTERMEDIAT BEARI... | 150 901325820 SUPPORT,INTERMEDIAT BEARING,STL,80 MM ID | 4 | ALLRFPs\Saudi Energy\SEC RFP-C001769775\downloaded-rfp\SEC RFP-C001769775.xls
Saudi Energy | SEC RFP-C001769775 | 901302094 | 160 901302094 STUD,TURB,STL,2-1/32 IN D... | 160 901302094 STUD,TURB,STL,2-1/32 IN DIA,#201B2633G00 | 2 | ALLRFPs\Saudi Energy\SEC RFP-C001769775\downloaded-rfp\SEC RFP-C001769775.xls
Saudi Energy | SEC RFP-C001769775 | 901152809 | 170 901152809 RING,CONTROL VALVE,8 IN,A... | 170 901152809 RING,CONTROL VALVE,8 IN,ALLOY 25,RETAINI | 10 | ALLRFPs\Saudi Energy\SEC RFP-C001769775\downloaded-rfp\SEC RFP-C001769775.xls
Saudi Energy | SEC RFP-C001769775 | 901304667 | 180 901304667 SPROCKET:CHAIN,6 TEETH,3-... | 180 901304667 SPROCKET:CHAIN,6 TEETH,3-15/16 IN BORE,D | 1 | ALLRFPs\Saudi Energy\SEC RFP-C001769775\downloaded-rfp\SEC RFP-C001769775.xls
Saudi Energy | SEC RFP-C001769775 | 901325831 | 190 901325831 STUD,TURB,SSTL,40MM DIA,5... | 190 901325831 STUD,TURB,SSTL,40MM DIA,5 MM,215 MM LG | 24 | ALLRFPs\Saudi Energy\SEC RFP-C001769775\downloaded-rfp\SEC RFP-C001769775.xls
Saudi Energy | SEC RFP-C001769775 | 901325858 | 200 901325858 PLATE,FLEXIBLE,STEAM TURB... | 200 901325858 PLATE,FLEXIBLE,STEAM TURBINE,6 IN WD X 1 | 6 | ALLRFPs\Saudi Energy\SEC RFP-C001769775\downloaded-rfp\SEC RFP-C001769775.xls
Saudi Energy | SEC RFP-C001769775 | 905714548 | 210 905714548 STUD,DBL ENDED,2-3/4 IN D... | 210 905714548 STUD,DBL ENDED,2-3/4 IN DIA-B,8 UN THD-A | 2 | ALLRFPs\Saudi Energy\SEC RFP-C001769775\downloaded-rfp\SEC RFP-C001769775.xls
Saudi Energy | SEC RFP-C001769775 | 905714638 | 220 905714638 STUD,DBL ENDED,4-3/4 IN D... | 220 905714638 STUD,DBL ENDED,4-3/4 IN DIA-B,#790D057G0 | 10 | ALLRFPs\Saudi Energy\SEC RFP-C001769775\downloaded-rfp\SEC RFP-C001769775.xls
Saudi Energy | SEC RFP-C001769775 | 901367537 | 230 901367537 ACT:DIAPH,150 PSI,100 PSI... | 230 901367537 ACT:DIAPH,150 PSI,100 PSI OPR | 26 | ALLRFPs\Saudi Energy\SEC RFP-C001769775\downloaded-rfp\SEC RFP-C001769775.xls
Saudi Energy | SEC RFP-C001769775 | 901304175 | 240 901304175 SLEEVE,SHAFT,SSTL,#A21169... | 240 901304175 SLEEVE,SHAFT,SSTL,#A2116991A | 20 | ALLRFPs\Saudi Energy\SEC RFP-C001769775\downloaded-rfp\SEC RFP-C001769775.xls
Saudi Energy | SEC RFP-C001769775 | 905757689 | 250 905757689 PIN,CHAIN,30.5 MM DIA,84.... | 250 905757689 PIN,CHAIN,30.5 MM DIA,84.5 MM LG,416 SST | 1,080 | ALLRFPs\Saudi Energy\SEC RFP-C001769775\downloaded-rfp\SEC RFP-C001769775.xls
Saudi Energy | SEC RFP-C001769775 | 905737052 | 260 905737052 GASKET,VALVE,BONNET,ROUND... | 260 905737052 GASKET,VALVE,BONNET,ROUND,9.88 IN (250.9 | 27 | ALLRFPs\Saudi Energy\SEC RFP-C001769775\downloaded-rfp\SEC RFP-C001769775.xls
Saudi Energy | SEC RFP-C001769775 | 902010212 | 270 902010212 PLUG,BALANCE,GAS TURBINE,... | 270 902010212 PLUG,BALANCE,GAS TURBINE,1-5/8 IN HT,STL | 8 | ALLRFPs\Saudi Energy\SEC RFP-C001769775\downloaded-rfp\SEC RFP-C001769775.xls
Saudi Energy | SEC RFP-C001769775 | 902502581 | 280 902502581 SEAL,MECHANICAL,COMPONENT... | 280 902502581 SEAL,MECHANICAL,COMPONENT,SINGLE,UNBALAN | 1 | ALLRFPs\Saudi Energy\SEC RFP-C001769775\downloaded-rfp\SEC RFP-C001769775.xls
Saudi Energy | SEC RFP-C001769775 | 902019704 | 290 902019704 SEAL,OIL,DOUBLE LIP,SPRIN... | 290 902019704 SEAL,OIL,DOUBLE LIP,SPRING LOADED,50 MM | 11 | ALLRFPs\Saudi Energy\SEC RFP-C001769775\downloaded-rfp\SEC RFP-C001769775.xls
Saudi Energy | SEC RFP-C001769775 | 901102666 | 300 901102666 INSULATION:THERMAL,TURBIN... | 300 901102666 INSULATION:THERMAL,TURBINE,SILICA FIBER | 900 | ALLRFPs\Saudi Energy\SEC RFP-C001769775\downloaded-rfp\SEC RFP-C001769775.xls
Saudi Energy | SEC RFP-C001769775 | 901106832 | 310 901106832 KIT,DRIVE SHAFT BEARING K... | 310 901106832 KIT,DRIVE SHAFT BEARING KIT,2 CIRCLIP, B | 1 | ALLRFPs\Saudi Energy\SEC RFP-C001769775\downloaded-rfp\SEC RFP-C001769775.xls
Saudi Energy | SEC RFP-C001769775 | 901106833 | 320 901106833 KIT,AIR COMPRESSOR DRIVE ... | 320 901106833 KIT,AIR COMPRESSOR DRIVE SHAFT BEARING K | 1 | ALLRFPs\Saudi Energy\SEC RFP-C001769775\downloaded-rfp\SEC RFP-C001769775.xls
Saudi Energy | SEC RFP-C001769775 | 905821146 | 330 905821146 BASKET,STRAINER,STL,#8460... | 330 905821146 BASKET,STRAINER,STL,#84602006040003 | 24 | ALLRFPs\Saudi Energy\SEC RFP-C001769775\downloaded-rfp\SEC RFP-C001769775.xls
Saudi Energy | SEC RFP-C001769775 | 905822448 | 340 905822448 SEAL,BEARING HOUSING,2 IN... | 340 905822448 SEAL,BEARING HOUSING,2 IN ID X 2-1/2 IN | 7 | ALLRFPs\Saudi Energy\SEC RFP-C001769775\downloaded-rfp\SEC RFP-C001769775.xls
Saudi Energy | SEC RFP-C001769775 | 905830595 | 350 905830595 SEAL,OIL,SINGLE LIP,SPRIN... | 350 905830595 SEAL,OIL,SINGLE LIP,SPRING LOADED,94 MM | 3 | ALLRFPs\Saudi Energy\SEC RFP-C001769775\downloaded-rfp\SEC RFP-C001769775.xls
Saudi Energy | SEC RFP-C001769775 | 905831782 | 360 905831782 DISC,RUPTURE,4 IN DIA,316... | 360 905831782 DISC,RUPTURE,4 IN DIA,316 SSTL,BRUST PRE | 1 | ALLRFPs\Saudi Energy\SEC RFP-C001769775\downloaded-rfp\SEC RFP-C001769775.xls
Saudi Energy | SEC RFP-C001769775 | 905701404 | 370 905701404 KIT,ACCUMULATOR,SEALING,S... | 370 905701404 KIT,ACCUMULATOR,SEALING,SEAL,O-RING,BACK | 2 | ALLRFPs\Saudi Energy\SEC RFP-C001769775\downloaded-rfp\SEC RFP-C001769775.xls
Saudi Energy | SEC RFP-C001769775 | 905822578 | 380 905822578 SEAL,PUMP,48 MM ID X 62 M... | 380 905822578 SEAL,PUMP,48 MM ID X 62 MM OD X 8 MM THK | 28 | ALLRFPs\Saudi Energy\SEC RFP-C001769775\downloaded-rfp\SEC RFP-C001769775.xls
Saudi Energy | SEC RFP-C001769775 | 905825738 | 390 905825738 SEAL,OIL,SINGLE LIP,SPRIN... | 390 905825738 SEAL,OIL,SINGLE LIP,SPRING LOADED,20 MM | 44 | ALLRFPs\Saudi Energy\SEC RFP-C001769775\downloaded-rfp\SEC RFP-C001769775.xls
Saudi Energy | SEC RFP-C001769775 | 905898578 | 400 905898578 SEAL,OIL,SINGLE LIP,SPRIN... | 400 905898578 SEAL,OIL,SINGLE LIP,SPRING LOADED,7/8 IN | 10 | ALLRFPs\Saudi Energy\SEC RFP-C001769775\downloaded-rfp\SEC RFP-C001769775.xls
Saudi Energy | SEC RFP-C001769775 | 906010022 | 410 906010022 ELBOW,TUBE ADPTR,316 SSTL... | 410 906010022 ELBOW,TUBE ADPTR,316 SSTL ASTM A182 GR F | 20 | ALLRFPs\Saudi Energy\SEC RFP-C001769775\downloaded-rfp\SEC RFP-C001769775.xls
Saudi Energy | SEC RFP-C001769775 | 906010237 | 420 906010237 TEE,TUBE,316 SSTL,1/2 IN ... | 420 906010237 TEE,TUBE,316 SSTL,1/2 IN (12.7 MM),COMP | 110 | ALLRFPs\Saudi Energy\SEC RFP-C001769775\downloaded-rfp\SEC RFP-C001769775.xls
Saudi Energy | SEC RFP-c001523651 | 800821130 | SWITCH,SEL,#8008211300 | SWITCH,SEL,#8008211300 | 1 | ALLRFPs\Saudi Energy\SEC RFP-c001523651\downloaded-rfp\SEC RFP-c001523651.xls
Saudi Energy | SEC RFP-c001754719 | 902469355 | 10 902469355 FLINGER:FL,FUEL,1INIDX1.6... | 10 902469355 FLINGER:FL,FUEL,1INIDX1.625INODX1/4INTH | 2 | ALLRFPs\Saudi Energy\SEC RFP-c001754719\downloaded-rfp\SEC RFP-c001754719.xls
Saudi Energy | SEC RFP-c001754719 | 902469366 | 20 902469366 FLINGER:FL | 20 902469366 FLINGER:FL | 2 | ALLRFPs\Saudi Energy\SEC RFP-c001754719\downloaded-rfp\SEC RFP-c001754719.xls
Saudi Energy | SEC RFP-c001754719 | 902002784 | 30 902002784 FUSE:LOW VOLTAGE,2 A,600 ... | 30 902002784 FUSE:LOW VOLTAGE,2 A,600 V AC,200 KA,FER | 100 | ALLRFPs\Saudi Energy\SEC RFP-c001754719\downloaded-rfp\SEC RFP-c001754719.xls
Saudi Energy | SEC RFP-c001754719 | 902465418 | 40 902465418 SEAL,BULK NOUN:STL/RUBBER... | 40 902465418 SEAL,BULK NOUN:STL/RUBBER,SELF CLEANING | 12 | ALLRFPs\Saudi Energy\SEC RFP-c001754719\downloaded-rfp\SEC RFP-c001754719.xls
Saudi Energy | SEC RFP-c001754719 | 905896940 | 50 905896940 SCREW,CAP,ASTL,5/8 IN DIA... | 50 905896940 SCREW,CAP,ASTL,5/8 IN DIA,11 TPI,#357B38 | 200 | ALLRFPs\Saudi Energy\SEC RFP-c001754719\downloaded-rfp\SEC RFP-c001754719.xls
Saudi Energy | SEC RFP-c001754719 | 902004135 | 60 902004135 INSULATION:THERMAL,TURBIN... | 60 902004135 INSULATION:THERMAL,TURBINE SHELL,STL HOU | 10 | ALLRFPs\Saudi Energy\SEC RFP-c001754719\downloaded-rfp\SEC RFP-c001754719.xls
Saudi Energy | SEC RFP-c001754719 | 902012867 | 70 902012867 GASKET,PIPING ARRANGEMENT... | 70 902012867 GASKET,PIPING ARRANGEMENT,SPIRAL WOUND,C | 150 | ALLRFPs\Saudi Energy\SEC RFP-c001754719\downloaded-rfp\SEC RFP-c001754719.xls
Saudi Energy | SEC RFP-c001754719 | 902012217 | 80 902012217 GASKET,ATOMIZING AIR PIPI... | 80 902012217 GASKET,ATOMIZING AIR PIPING ARRANGEMENT, | 150 | ALLRFPs\Saudi Energy\SEC RFP-c001754719\downloaded-rfp\SEC RFP-c001754719.xls
Saudi Energy | SEC RFP-c001754719 | 902012149 | 90 902012149 GASKET,PIPING ARRANGEMENT... | 90 902012149 GASKET,PIPING ARRANGEMENT,SPIRAL WOUND,7 | 100 | ALLRFPs\Saudi Energy\SEC RFP-c001754719\downloaded-rfp\SEC RFP-c001754719.xls
Saudi Energy | SEC RFP-c001754719 | 902012142 | 100 902012142 GASKET,FUEL OIL SYSTEM AN... | 100 902012142 GASKET,FUEL OIL SYSTEM AND ATOMIZING AIR | 120 | ALLRFPs\Saudi Energy\SEC RFP-c001754719\downloaded-rfp\SEC RFP-c001754719.xls
Saudi Energy | SEC RFP-c001754719 | 902010751 | 110 902010751 PLUG,TUBE, FUEL CHECK VAL... | 110 902010751 PLUG,TUBE, FUEL CHECK VALVE,1/2 IN DIA X | 100 | ALLRFPs\Saudi Energy\SEC RFP-c001754719\downloaded-rfp\SEC RFP-c001754719.xls
Saudi Energy | SEC RFP-c001754719 | 902010270 | 120 902010270 ADAPTER,T-P,316 SSTL,1/4 ... | 120 902010270 ADAPTER,T-P,316 SSTL,1/4 IN TB,1/2 IN PS | 100 | ALLRFPs\Saudi Energy\SEC RFP-c001754719\downloaded-rfp\SEC RFP-c001754719.xls
Saudi Energy | SEC RFP-c001754719 | 902000366 | 130 902000366 SCREW,CAP,ASTL QUENCHED A... | 130 902000366 SCREW,CAP,ASTL QUENCHED AND TEMPERED,#N1 | 250 | ALLRFPs\Saudi Energy\SEC RFP-c001754719\downloaded-rfp\SEC RFP-c001754719.xls
Saudi Energy | SEC RFP-c001754719 | 902000347 | 140 902000347 SCREW,CAP,ASTL,1 IN DIA,8... | 140 902000347 SCREW,CAP,ASTL,1 IN DIA,8 UNC-2A,9 IN LG | 30 | ALLRFPs\Saudi Energy\SEC RFP-c001754719\downloaded-rfp\SEC RFP-c001754719.xls
Saudi Energy | SEC RFP-c001754719 | 902000070 | 150 902000070 PIN,SEAL,ROTOR ASSEMBLY P... | 150 902000070 PIN,SEAL,ROTOR ASSEMBLY PLATFORM,GAS TUR | 240 | ALLRFPs\Saudi Energy\SEC RFP-c001754719\downloaded-rfp\SEC RFP-c001754719.xls
Saudi Energy | SEC RFP-c001754719 | 901200146 | 160 901200146 STRIP,2ND STAGE NOZZLE, G... | 160 901200146 STRIP,2ND STAGE NOZZLE, GAS TURBINE,23 M | 50 | ALLRFPs\Saudi Energy\SEC RFP-c001754719\downloaded-rfp\SEC RFP-c001754719.xls
Saudi Energy | SEC RFP-c001754719 | 902000833 | 170 902000833 SCREW,CAP,ASTL,1 IN DIA,8... | 170 902000833 SCREW,CAP,ASTL,1 IN DIA,8 UNC-2A,#N733AP | 20 | ALLRFPs\Saudi Energy\SEC RFP-c001754719\downloaded-rfp\SEC RFP-c001754719.xls
Saudi Energy | SEC RFP-c001754719 | 905942922 | 180 905942922 GASKET,ATOMIZING AIR PIPI... | 180 905942922 GASKET,ATOMIZING AIR PIPING ARRANGEMENT, | 574 | ALLRFPs\Saudi Energy\SEC RFP-c001754719\downloaded-rfp\SEC RFP-c001754719.xls
Saudi Energy | SEC RFP-c001754719 | 905941235 | 190 905941235 NUT,LOCK,PLATED STL,1 IN ... | 190 905941235 NUT,LOCK,PLATED STL,1 IN DIA,8 UNC,#N271 | 36 | ALLRFPs\Saudi Energy\SEC RFP-c001754719\downloaded-rfp\SEC RFP-c001754719.xls
Saudi Energy | SEC RFP-c001754719 | 905941213 | 200 905941213 PIN,THREADED,GAS TURBINE,... | 200 905941213 PIN,THREADED,GAS TURBINE,10 MM DIA,115 M | 169 | ALLRFPs\Saudi Energy\SEC RFP-c001754719\downloaded-rfp\SEC RFP-c001754719.xls
Saudi Energy | SEC RFP-c001754719 | 905941119 | 210 905941119 TUBE:CROSS-FIRE,(52 MM X ... | 210 905941119 TUBE:CROSS-FIRE,(52 MM X 58 MM) ID X (56 | 110 | ALLRFPs\Saudi Energy\SEC RFP-c001754719\downloaded-rfp\SEC RFP-c001754719.xls
Saudi Energy | SEC RFP-c001754719 | 905941117 | 220 905941117 ASSEMBLY,COMBUSTION CHAMB... | 220 905941117 ASSEMBLY,COMBUSTION CHAMBER ARRANGEMENT, | 130 | ALLRFPs\Saudi Energy\SEC RFP-c001754719\downloaded-rfp\SEC RFP-c001754719.xls
Saudi Energy | SEC RFP-c001754719 | 905897263 | 230 905897263 TUBE:CROSS-FIRE,51 MM ID ... | 230 905897263 TUBE:CROSS-FIRE,51 MM ID X (57 MM X 72 M | 140 | ALLRFPs\Saudi Energy\SEC RFP-c001754719\downloaded-rfp\SEC RFP-c001754719.xls
Saudi Energy | SEC RFP-c001754719 | 901013011 | 240 901013011 PIN,BUCKET SEAL SHANK,ROT... | 240 901013011 PIN,BUCKET SEAL SHANK,ROTOR ASSEMBLY,GAS | 736 | ALLRFPs\Saudi Energy\SEC RFP-c001754719\downloaded-rfp\SEC RFP-c001754719.xls
Saudi Energy | SEC RFP-c001754719 | 901013006 | 250 901013006 PIN,BUCKET PLATFORM SEAL,... | 250 901013006 PIN,BUCKET PLATFORM SEAL,GAS TURBINE,5/1 | 368 | ALLRFPs\Saudi Energy\SEC RFP-c001754719\downloaded-rfp\SEC RFP-c001754719.xls
Saudi Energy | SEC RFP-c001754719 | 901019100 | 260 901019100 PIN,BUCKET PLATFORM SEAL,... | 260 901019100 PIN,BUCKET PLATFORM SEAL,GAS TURBINE,3/8 | 276 | ALLRFPs\Saudi Energy\SEC RFP-c001754719\downloaded-rfp\SEC RFP-c001754719.xls
Saudi Energy | SEC RFP-c001754719 | 901019097 | 270 901019097 STRIP,CLOTH SHROUD,TACK,1... | 270 901019097 STRIP,CLOTH SHROUD,TACK,19.5 MM WD X 94 | 294 | ALLRFPs\Saudi Energy\SEC RFP-c001754719\downloaded-rfp\SEC RFP-c001754719.xls
Saudi Energy | SEC RFP-c001754719 | 901019096 | 280 901019096 SEAL,CLOTH SHROUD,19.5 MM... | 280 901019096 SEAL,CLOTH SHROUD,19.5 MM WD X 135 MM LG | 294 | ALLRFPs\Saudi Energy\SEC RFP-c001754719\downloaded-rfp\SEC RFP-c001754719.xls
Saudi Energy | SEC RFP-c001754719 | 901019093 | 290 901019093 PIN,SHROUD,CASE ARRANGEME... | 290 901019093 PIN,SHROUD,CASE ARRANGEMENT,GAS TURBINE, | 30 | ALLRFPs\Saudi Energy\SEC RFP-c001754719\downloaded-rfp\SEC RFP-c001754719.xls
Saudi Energy | SEC RFP-c001754719 | 901019084 | 300 901019084 PLATE,LOCK,TRANSITION PIE... | 300 901019084 PLATE,LOCK,TRANSITION PIECE,GAS TURBINE, | 150 | ALLRFPs\Saudi Energy\SEC RFP-c001754719\downloaded-rfp\SEC RFP-c001754719.xls
Saudi Energy | SEC RFP-c001754719 | 901019014 | 310 901019014 SEAL,SHROUD, 2ND STG,(1-1... | 310 901019014 SEAL,SHROUD, 2ND STG,(1-1/4 IN X 3/4 IN) | 50 | ALLRFPs\Saudi Energy\SEC RFP-c001754719\downloaded-rfp\SEC RFP-c001754719.xls
Saudi Energy | SEC RFP-c001754719 | 901019013 | 320 901019013 SEAL,SHROUD 3RD STAGE,(3/... | 320 901019013 SEAL,SHROUD 3RD STAGE,(3/4 IN X 1-1/4 IN | 60 | ALLRFPs\Saudi Energy\SEC RFP-c001754719\downloaded-rfp\SEC RFP-c001754719.xls
Saudi Energy | SEC RFP-c001754719 | 901019012 | 330 901019012 SEAL,SHROUD 1ST STAGE,(3/... | 330 901019012 SEAL,SHROUD 1ST STAGE,(3/4 IN X1-1/4 IN) | 40 | ALLRFPs\Saudi Energy\SEC RFP-c001754719\downloaded-rfp\SEC RFP-c001754719.xls
Saudi Energy | SEC RFP-c001754719 | 901019011 | 340 901019011 SEAL,SHROUD, 2ND STAGE,(1... | 340 901019011 SEAL,SHROUD, 2ND STAGE,(19 MM X 32 MM) W | 350 | ALLRFPs\Saudi Energy\SEC RFP-c001754719\downloaded-rfp\SEC RFP-c001754719.xls
Saudi Energy | SEC RFP-c001754719 | 901019009 | 350 901019009 SEAL,SHROUD 1ST STAGE,(3/... | 350 901019009 SEAL,SHROUD 1ST STAGE,(3/4 IN X 1-1/4 IN | 200 | ALLRFPs\Saudi Energy\SEC RFP-c001754719\downloaded-rfp\SEC RFP-c001754719.xls
Saudi Energy | SEC RFP-c001754719 | 901018025 | 360 901018025 COVER,INSULATION,TURBINE ... | 360 901018025 COVER,INSULATION,TURBINE NOZZLE,210 MM W | 8 | ALLRFPs\Saudi Energy\SEC RFP-c001754719\downloaded-rfp\SEC RFP-c001754719.xls
Saudi Energy | SEC RFP-c001754719 | 901016320 | 370 901016320 SEAL,JOINT, HORIZONTAL,19... | 370 901016320 SEAL,JOINT, HORIZONTAL,19 MM WD X 92 MM | 42 | ALLRFPs\Saudi Energy\SEC RFP-c001754719\downloaded-rfp\SEC RFP-c001754719.xls
Saudi Energy | SEC RFP-c001754719 | 901015009 | 380 901015009 COVER,INSULATION,GAS TURB... | 380 901015009 COVER,INSULATION,GAS TURBINE,57 MM WD X | 12 | ALLRFPs\Saudi Energy\SEC RFP-c001754719\downloaded-rfp\SEC RFP-c001754719.xls
Saudi Energy | SEC RFP-c001754719 | 901013032 | 390 901013032 NUT:FLANGE,1-1/2 IN DIA,8... | 390 901013032 NUT:FLANGE,1-1/2 IN DIA,8 TPI,STL,CEN EN | 8 | ALLRFPs\Saudi Energy\SEC RFP-c001754719\downloaded-rfp\SEC RFP-c001754719.xls
Saudi Energy | SEC RFP-c001754719 | 901013020 | 400 901013020 NUT,LOCK,ASTL,3/4 IN DIA,... | 400 901013020 NUT,LOCK,ASTL,3/4 IN DIA,10 TPI,FLG LK | 50 | ALLRFPs\Saudi Energy\SEC RFP-c001754719\downloaded-rfp\SEC RFP-c001754719.xls
Saudi Energy | SEC RFP-c001754719 | 901013018 | 410 901013018 SCREW,CAP,ASTL,5/8 IN DIA... | 410 901013018 SCREW,CAP,ASTL,5/8 IN DIA,11 UNC,#239B52 | 200 | ALLRFPs\Saudi Energy\SEC RFP-c001754719\downloaded-rfp\SEC RFP-c001754719.xls
Saudi Energy | SEC RFP-c001754719 | 901013014 | 420 901013014 PIN,BORESCOPE HOLE SEAL,C... | 420 901013014 PIN,BORESCOPE HOLE SEAL,CASE ARRANGEMENT | 12 | ALLRFPs\Saudi Energy\SEC RFP-c001754719\downloaded-rfp\SEC RFP-c001754719.xls
Saudi Energy | SEC RFP-c001754719 | 901013013 | 430 901013013 PIN,SHANK SEAL,ROTOR BUCK... | 430 901013013 PIN,SHANK SEAL,ROTOR BUCKET,GAS TURBINE, | 1,100 | ALLRFPs\Saudi Energy\SEC RFP-c001754719\downloaded-rfp\SEC RFP-c001754719.xls
Saudi Energy | SEC RFP-c001754719 | 902010052 | 440 902010052 BUSHING,INLET GUIDE VANE,... | 440 902010052 BUSHING,INLET GUIDE VANE,GAS TURBINE,31 | 135 | ALLRFPs\Saudi Energy\SEC RFP-c001754719\downloaded-rfp\SEC RFP-c001754719.xls
Saudi Energy | SEC RFP-c001754719 | 902010047 | 450 902010047 PLATE,EXHAUST PLENUM,GAS ... | 450 902010047 PLATE,EXHAUST PLENUM,GAS TURBINE,182 MM | 260 | ALLRFPs\Saudi Energy\SEC RFP-c001754719\downloaded-rfp\SEC RFP-c001754719.xls
Saudi Energy | SEC RFP-c001754719 | 902010002 | 460 902010002 LOCK:EQUIPMENT,TWIST,SSTL... | 460 902010002 LOCK:EQUIPMENT,TWIST,SSTL,(6.5 MM X 20 M | 368 | ALLRFPs\Saudi Energy\SEC RFP-c001754719\downloaded-rfp\SEC RFP-c001754719.xls
Saudi Energy | SEC RFP-c001754719 | 902008273 | 470 902008273 DETECTOR,FIRE PROT,FIRE,7... | 470 902008273 DETECTOR,FIRE PROT,FIRE,725 DEG F,#17343 | 100 | ALLRFPs\Saudi Energy\SEC RFP-c001754719\downloaded-rfp\SEC RFP-c001754719.xls
Saudi Energy | SEC RFP-c001754719 | 902008250 | 480 902008250 CABLE:IGNITION,1/2 IN DIA... | 480 902008250 CABLE:IGNITION,1/2 IN DIA X 16 FT,25 KV, | 12 | ALLRFPs\Saudi Energy\SEC RFP-c001754719\downloaded-rfp\SEC RFP-c001754719.xls
Saudi Energy | SEC RFP-c001754719 | 902008137 | 490 902008137 CABLE:INSTRUMENTATION,FLA... | 490 902008137 CABLE:INSTRUMENTATION,FLAME DETECTOR,8 M | 6 | ALLRFPs\Saudi Energy\SEC RFP-c001754719\downloaded-rfp\SEC RFP-c001754719.xls
Saudi Energy | SEC RFP-c001754719 | 902008127 | 500 902008127 CORE:SPARK PLUG,(3 MM X 1... | 500 902008127 CORE:SPARK PLUG,(3 MM X 18 MM) DIA X 170 | 6 | ALLRFPs\Saudi Energy\SEC RFP-c001754719\downloaded-rfp\SEC RFP-c001754719.xls
Saudi Energy | SEC RFP-c001754719 | 902004391 | 510 902004391 COVER,INSULATION,TURBINE ... | 510 902004391 COVER,INSULATION,TURBINE NOZZLE,157 MM W | 12 | ALLRFPs\Saudi Energy\SEC RFP-c001754719\downloaded-rfp\SEC RFP-c001754719.xls
Saudi Energy | SEC RFP-c001754719 | 902004211 | 520 902004211 INSULATION:THERMAL,TURBIN... | 520 902004211 INSULATION:THERMAL,TURBINE SHELL,STL HOU | 12 | ALLRFPs\Saudi Energy\SEC RFP-c001754719\downloaded-rfp\SEC RFP-c001754719.xls
Saudi Energy | SEC RFP-c001754719 | 902001623 | 530 902001623 PIN,LOCKING,ROTOR BUCKET,... | 530 902001623 PIN,LOCKING,ROTOR BUCKET,GAS TURBINE,3 M | 24 | ALLRFPs\Saudi Energy\SEC RFP-c001754719\downloaded-rfp\SEC RFP-c001754719.xls
Saudi Energy | SEC RFP-c001754719 | 902001359 | 540 902001359 SCREW,CAP,ASTL,3/4 IN DIA... | 540 902001359 SCREW,CAP,ASTL,3/4 IN DIA,10 UNC-2A/3A | 30 | ALLRFPs\Saudi Energy\SEC RFP-c001754719\downloaded-rfp\SEC RFP-c001754719.xls
Saudi Energy | SEC RFP-c001754719 | 902016596 | 550 902016596 SCREW,CAP,ASTL,1/2 IN DIA... | 550 902016596 SCREW,CAP,ASTL,1/2 IN DIA,13 UNC-2A,#N14 | 42 | ALLRFPs\Saudi Energy\SEC RFP-c001754719\downloaded-rfp\SEC RFP-c001754719.xls
Saudi Energy | SEC RFP-c001754719 | 902016094 | 560 902016094 PIN,INLET GUIDE VANE,GAS ... | 560 902016094 PIN,INLET GUIDE VANE,GAS TURBINE,1/4 IN | 134 | ALLRFPs\Saudi Energy\SEC RFP-c001754719\downloaded-rfp\SEC RFP-c001754719.xls
Saudi Energy | SEC RFP-c001754719 | 901103848 | 570 901103848 GASKET,SPRLWND,#N5606P025... | 570 901103848 GASKET,SPRLWND,#N5606P02501G11 | 120 | ALLRFPs\Saudi Energy\SEC RFP-c001754719\downloaded-rfp\SEC RFP-c001754719.xls
Saudi Energy | SEC RFP-c001754719 | 902010080 | 580 902010080 LUBRICANT:ANTI-FRICTION,B... | 580 902010080 LUBRICANT:ANTI-FRICTION,BLACK PASTE,1LB | 54 | ALLRFPs\Saudi Energy\SEC RFP-c001754719\downloaded-rfp\SEC RFP-c001754719.xls
Saudi Energy | SEC RFP-c001754719 | 902010061 | 590 902010061 PLUG,BORESCOPE,1-1/2 IN D... | 590 902010061 PLUG,BORESCOPE,1-1/2 IN DIA X 1-3/4 IN L | 24 | ALLRFPs\Saudi Energy\SEC RFP-c001754719\downloaded-rfp\SEC RFP-c001754719.xls
Saudi Energy | SEC RFP-c001754719 | 902000474 | 600 902000474 SCR:CAP,STL,1 IN:DIA,8 UN... | 600 902000474 SCR:CAP,STL,1 IN:DIA,8 UNC,5 IN:LG,DOUBL | 200 | ALLRFPs\Saudi Energy\SEC RFP-c001754719\downloaded-rfp\SEC RFP-c001754719.xls
Saudi Energy | SEC RFP-c001754719 | 902000289 | 610 902000289 SCREW,CAP,STL,3/4 IN DIA,... | 610 902000289 SCREW,CAP,STL,3/4 IN DIA,10 UNC-2A,#N733 | 198 | ALLRFPs\Saudi Energy\SEC RFP-c001754719\downloaded-rfp\SEC RFP-c001754719.xls
Saudi Energy | SEC RFP-c001754719 | 902000267 | 620 902000267 STUD,TURB,STL,1-1/2 IN DI... | 620 902000267 STUD,TURB,STL,1-1/2 IN DIA,8 TPI,#156A15 | 36 | ALLRFPs\Saudi Energy\SEC RFP-c001754719\downloaded-rfp\SEC RFP-c001754719.xls
Saudi Energy | SEC RFP-c001754719 | 902000169 | 630 902000169 PIN,SEAL,BOROSCOPE,(1X1-1... | 630 902000169 PIN,SEAL,BOROSCOPE,(1X1-1/8) IN DIA,6 IN | 12 | ALLRFPs\Saudi Energy\SEC RFP-c001754719\downloaded-rfp\SEC RFP-c001754719.xls
Saudi Energy | SEC RFP-c001754719 | 902000167 | 640 902000167 SCREW,CAP,ASTL,1-1/2 IN D... | 640 902000167 SCREW,CAP,ASTL,1-1/2 IN DIA,8 TPI,#N733A | 48 | ALLRFPs\Saudi Energy\SEC RFP-c001754719\downloaded-rfp\SEC RFP-c001754719.xls
Saudi Energy | SEC RFP-c001754719 | 902000069 | 650 902000069 PIN,RETAINING NOZZLE,GAS ... | 650 902000069 PIN,RETAINING NOZZLE,GAS TURBINE,(31 MM | 114 | ALLRFPs\Saudi Energy\SEC RFP-c001754719\downloaded-rfp\SEC RFP-c001754719.xls
Saudi Energy | SEC RFP-c001754719 | 901200149 | 660 901200149 SEAL,NOZZLE 2ND STAGE,21 ... | 660 901200149 SEAL,NOZZLE 2ND STAGE,21 MM WD X 161 MM | 48 | ALLRFPs\Saudi Energy\SEC RFP-c001754719\downloaded-rfp\SEC RFP-c001754719.xls
Saudi Energy | SEC RFP-c001754719 | 901200147 | 670 901200147 SEAL,NOZZLE 2ND STAGE,15 ... | 670 901200147 SEAL,NOZZLE 2ND STAGE,15 MM WD X 98 MM L | 48 | ALLRFPs\Saudi Energy\SEC RFP-c001754719\downloaded-rfp\SEC RFP-c001754719.xls
Saudi Energy | SEC RFP-c001754719 | 901019129 | 680 901019129 SEAL,JOINT, HORIZONTAL,20... | 680 901019129 SEAL,JOINT, HORIZONTAL,20 MM WD X 94 MM | 24 | ALLRFPs\Saudi Energy\SEC RFP-c001754719\downloaded-rfp\SEC RFP-c001754719.xls
Saudi Energy | SEC RFP-c001754719 | 902001176 | 690 902001176 SCR:CAP,ASTL,5/8 IN DIA,1... | 690 902001176 SCR:CAP,ASTL,5/8 IN DIA,11 UNC,4 IN LG,F | 30 | ALLRFPs\Saudi Energy\SEC RFP-c001754719\downloaded-rfp\SEC RFP-c001754719.xls
Saudi Energy | SEC RFP-c001754719 | 902001137 | 700 902001137 SCREW,CAP,ASTL,5/8 IN DIA... | 700 902001137 SCREW,CAP,ASTL,5/8 IN DIA,11 UNC,2 IN LG | 48 | ALLRFPs\Saudi Energy\SEC RFP-c001754719\downloaded-rfp\SEC RFP-c001754719.xls
Saudi Energy | SEC RFP-c001754719 | 902001130 | 710 902001130 SCREW,CAP,ASTL,1-1/2 IN D... | 710 902001130 SCREW,CAP,ASTL,1-1/2 IN DIA,8 TPI,#N733A | 36 | ALLRFPs\Saudi Energy\SEC RFP-c001754719\downloaded-rfp\SEC RFP-c001754719.xls
Saudi Energy | SEC RFP-c001754719 | 902000832 | 720 902000832 NUT,LOCK,ASTL,1-1/4 IN DI... | 720 902000832 NUT,LOCK,ASTL,1-1/4 IN DIA,8 TPI,FLG LK | 48 | ALLRFPs\Saudi Energy\SEC RFP-c001754719\downloaded-rfp\SEC RFP-c001754719.xls
Saudi Energy | SEC RFP-c001754719 | 902000788 | 730 902000788 SCREW,CAP,STL,1/2 IN DIA,... | 730 902000788 SCREW,CAP,STL,1/2 IN DIA,13 TPI,3IN LG | 48 | ALLRFPs\Saudi Energy\SEC RFP-c001754719\downloaded-rfp\SEC RFP-c001754719.xls
Saudi Energy | SEC RFP-c001754719 | 902000746 | 740 902000746 SCREW,CAP,ASTL,1 IN DIA,8... | 740 902000746 SCREW,CAP,ASTL,1 IN DIA,8 UNC,4IN LG,#N7 | 78 | ALLRFPs\Saudi Energy\SEC RFP-c001754719\downloaded-rfp\SEC RFP-c001754719.xls
Saudi Energy | SEC RFP-c001754719 | 902000729 | 750 902000729 STUD,TURB,ASTL,1-1/4 IN D... | 750 902000729 STUD,TURB,ASTL,1-1/4 IN DIA,8 UN,#156A15 | 30 | ALLRFPs\Saudi Energy\SEC RFP-c001754719\downloaded-rfp\SEC RFP-c001754719.xls
Saudi Energy | SEC RFP-c001754719 | 902000685 | 760 902000685 PLATE,LOCK,TRANSITION PIE... | 760 902000685 PLATE,LOCK,TRANSITION PIECE,GAS TURBINE, | 169 | ALLRFPs\Saudi Energy\SEC RFP-c001754719\downloaded-rfp\SEC RFP-c001754719.xls
Saudi Energy | SEC RFP-c001754719 | 902000558 | 770 902000558 STUD,TURB,STL,1 IN DIA,8 ... | 770 902000558 STUD,TURB,STL,1 IN DIA,8 UNC,9-3/4 IN LG | 30 | ALLRFPs\Saudi Energy\SEC RFP-c001754719\downloaded-rfp\SEC RFP-c001754719.xls
Saudi Energy | SEC RFP-c001754719 | 902000528 | 780 902000528 SCREW,CAP,ASTL,1-1/4 IN D... | 780 902000528 SCREW,CAP,ASTL,1-1/4 IN DIA,8 TPI,#N733B | 36 | ALLRFPs\Saudi Energy\SEC RFP-c001754719\downloaded-rfp\SEC RFP-c001754719.xls
Saudi Energy | SEC RFP-c001754719 | 902000523 | 790 902000523 PLATE,LOCK,TRANSITION PIE... | 790 902000523 PLATE,LOCK,TRANSITION PIECE,GAS TURBINE, | 169 | ALLRFPs\Saudi Energy\SEC RFP-c001754719\downloaded-rfp\SEC RFP-c001754719.xls
Saudi Energy | SEC RFP-c001754719 | 901401289 | 800 901401289 WASHER,FLAT,RD,STL,16/16 ... | 800 901401289 WASHER,FLAT,RD,STL,16/16 IN ID,1/8 IN TH | 500 | ALLRFPs\Saudi Energy\SEC RFP-c001754719\downloaded-rfp\SEC RFP-c001754719.xls
Saudi Energy | SEC RFPC001436731 | 514545041 | BOARD,PC,BACKPLANE COATED,#51454504175 | BOARD,PC,BACKPLANE COATED,#51454504175 | 1 | ALLRFPs\Saudi Energy\SEC RFPC001436731\downloaded-rfp\SEC RFPC001436731.xls
Saudi Energy | SEC RFPC001556883 | 909102818 | 10 909102818 WIRE:THERMOCOUPLE,28 AWG,... | 10 909102818 WIRE:THERMOCOUPLE,28 AWG,PVC INSULATED M | 4 | ALLRFPs\Saudi Energy\SEC RFPC001556883\downloaded-rfp\SEC RFPC001556883.xls
Saudi Energy | SEC RFPC001556883 | 909102824 | 20 909102824 WIRE:THERMOCOUPLE,28 AWG,... | 20 909102824 WIRE:THERMOCOUPLE,28 AWG,PVC INSULATED M | 4 | ALLRFPs\Saudi Energy\SEC RFPC001556883\downloaded-rfp\SEC RFPC001556883.xls
Saudi Energy | SEC RFPC001556883 | 901015151 | 30 901015151 STRIP,SEAL, GAS TURBINE N... | 30 901015151 STRIP,SEAL, GAS TURBINE NOZZLE ARRANGEME | 54 | ALLRFPs\Saudi Energy\SEC RFPC001556883\downloaded-rfp\SEC RFPC001556883.xls
Saudi Energy | SEC RFPC001556906 | 905942331 | 10 905942331 WIRE:THERMOCOUPLE,12 TO 1... | 10 905942331 WIRE:THERMOCOUPLE,12 TO 18 AWG,IRON CONS | 4 | ALLRFPs\Saudi Energy\SEC RFPC001556906\downloaded-rfp\SEC RFPC001556906.xls
Saudi Energy | SEC RFPC001556906 | 902008381 | 20 902008381 CABLE:IGNITION,(2 MM X 10... | 20 902008381 CABLE:IGNITION,(2 MM X 10 MM) DIA X 3 M | 13 | ALLRFPs\Saudi Energy\SEC RFPC001556906\downloaded-rfp\SEC RFPC001556906.xls
Saudi Energy | SEC RFPC001585087 | 905698363 | 10 905698363 SLEEVE,LABYRINTH , PUMP | 10 905698363 SLEEVE,LABYRINTH , PUMP | 4 | ALLRFPs\Saudi Energy\SEC RFPC001585087\downloaded-rfp\SEC RFPC001585087.xls
Saudi Energy | SEC RFPC001585087 | 901211156 | 20 901211156 FLOWMETER:FLUID FLOW,FLOA... | 20 901211156 FLOWMETER:FLUID FLOW,FLOAT FLOW MEASURME | 1 | ALLRFPs\Saudi Energy\SEC RFPC001585087\downloaded-rfp\SEC RFPC001585087.xls
Saudi Energy | SEC RFPC001585087 | 901213475 | 30 901213475 SCREW:PIN,1/4 IN 28 UNF D... | 30 901213475 SCREW:PIN,1/4 IN 28 UNF DIA,8 TO 32,30 C | 10 | ALLRFPs\Saudi Energy\SEC RFPC001585087\downloaded-rfp\SEC RFPC001585087.xls
Saudi Energy | SEC RFPC001585087 | 902011619 | 40 902011619 PLUG,PIPE, CONDENSING REH... | 40 902011619 PLUG,PIPE, CONDENSING REHEAT,3/8 IN,CSTL | 12 | ALLRFPs\Saudi Energy\SEC RFPC001585087\downloaded-rfp\SEC RFPC001585087.xls
Saudi Energy | SEC RFPC001585087 | 900206250 | 50 900206250 HOSE,REINFORCED:HYDRAULIC... | 50 900206250 HOSE,REINFORCED:HYDRAULIC,2 BRAIDS OF HI | 40 | ALLRFPs\Saudi Energy\SEC RFPC001585087\downloaded-rfp\SEC RFPC001585087.xls
Saudi Energy | SEC RFPC001585087 | 905913588 | 60 905913588 SCREW,SLFTAP,ZINC PLATED ... | 60 905913588 SCREW,SLFTAP,ZINC PLATED STEEL,5/32" DIA | 150 | ALLRFPs\Saudi Energy\SEC RFPC001585087\downloaded-rfp\SEC RFPC001585087.xls
Saudi Energy | SEC RFPC001585087 | 909205500 | 70 909205500 PULLEY:TIMING BELT,TAPERE... | 70 909205500 PULLEY:TIMING BELT,TAPERED BUSH BORE,70 | 20 | ALLRFPs\Saudi Energy\SEC RFPC001585087\downloaded-rfp\SEC RFPC001585087.xls
Saudi Energy | SEC RFPC001585087 | 909300072 | 80 909300072 FAN:AXIAL FLOW,220V-240V-... | 80 909300072 FAN:AXIAL FLOW,220V-240V-AC 50/60 HZ 0.1 | 8 | ALLRFPs\Saudi Energy\SEC RFPC001585087\downloaded-rfp\SEC RFPC001585087.xls
Saudi Energy | SEC RFPC001588798 | 901219641 | 10 901219641 MODULE,CONTROL:MOV ACTUAT... | 10 901219641 MODULE,CONTROL:MOV ACTUATOR,TO DRIVE VAL | 4 | ALLRFPs\Saudi Energy\SEC RFPC001588798\downloaded-rfp\SEC RFPC001588798.xls
Saudi Energy | SEC RFPC001588798 | 909201951 | 20 909201951 SWITCH,PRES,SPDT,1/2 INCH... | 20 909201951 SWITCH,PRES,SPDT,1/2 INCH NPT M,#P9531B3 | 3 | ALLRFPs\Saudi Energy\SEC RFPC001588798\downloaded-rfp\SEC RFPC001588798.xls
Saudi Energy | SEC RFPC001588798 | 902467598 | 30 902467598 CABLE,ELEC,STRAND,#PCM763... | 30 902467598 CABLE,ELEC,STRAND,#PCM76366 | 4 | ALLRFPs\Saudi Energy\SEC RFPC001588798\downloaded-rfp\SEC RFPC001588798.xls
Saudi Energy | SEC RFPC001588798 | 909106033 | 40 909106033 RESISTOR,FIXED,METAL FILM... | 40 909106033 RESISTOR,FIXED,METAL FILM,RADIAL LUG,#PC | 6 | ALLRFPs\Saudi Energy\SEC RFPC001588798\downloaded-rfp\SEC RFPC001588798.xls
Saudi Energy | SEC RFPC001588798 | 902467442 | 50 902467442 RESISTOR:FIXED,,, | 50 902467442 RESISTOR:FIXED,,, | 2 | ALLRFPs\Saudi Energy\SEC RFPC001588798\downloaded-rfp\SEC RFPC001588798.xls
Saudi Energy | SEC RFPC001593749 | 901105000 | 10 901105000 TFMR,CUR,690V, 40 A,5:1 A... | 10 901105000 TFMR,CUR,690V, 40 A,5:1 A AR,60HZ,ICT,#3 | 3 | ALLRFPs\Saudi Energy\SEC RFPC001593749\downloaded-rfp\SEC RFPC001593749.xls
Saudi Energy | SEC RFPC001593749 | 902507406 | 20 902507406 WIRE:THERMOCOUPLE,18 AWG,... | 20 902507406 WIRE:THERMOCOUPLE,18 AWG,30 M LG,2 CORE | 8 | ALLRFPs\Saudi Energy\SEC RFPC001593749\downloaded-rfp\SEC RFPC001593749.xls
Saudi Energy | SEC RFPC001593749 | 901303491 | 30 901303491 WIRE:THERMOCOUPLE,16 AWG,... | 30 901303491 WIRE:THERMOCOUPLE,16 AWG,15 M LG,INSULAT | 1 | ALLRFPs\Saudi Energy\SEC RFPC001593749\downloaded-rfp\SEC RFPC001593749.xls
Saudi Energy | SEC RFPC001593749 | 901122477 | 40 901122477 CABLE:INSTRUMENTATION, | 40 901122477 CABLE:INSTRUMENTATION, | 1 | ALLRFPs\Saudi Energy\SEC RFPC001593749\downloaded-rfp\SEC RFPC001593749.xls
Saudi Energy | SEC RFPC001593749 | 901122476 | 50 901122476 CABLE:INSTRUMENTATION, | 50 901122476 CABLE:INSTRUMENTATION, | 1 | ALLRFPs\Saudi Energy\SEC RFPC001593749\downloaded-rfp\SEC RFPC001593749.xls
Saudi Energy | SEC RFPC001593749 | 908116005 | 60 908116005 CABLE:INSTRUMENTATION,FIR... | 60 908116005 CABLE:INSTRUMENTATION,FIRE DETECTOR,3 MM | 2 | ALLRFPs\Saudi Energy\SEC RFPC001593749\downloaded-rfp\SEC RFPC001593749.xls
Saudi Energy | SEC RFPC001593749 | 905504933 | 70 905504933 CONTACTOR,MTR,480 VAC LV,... | 70 905504933 CONTACTOR,MTR,480 VAC LV,30,4 POLE,#CR30 | 10 | ALLRFPs\Saudi Energy\SEC RFPC001593749\downloaded-rfp\SEC RFPC001593749.xls
Saudi Energy | SEC RFPC001593749 | 901321357 | 80 901321357 SWITCH,LVL,1NO,DIFF,#1089... | 80 901321357 SWITCH,LVL,1NO,DIFF,#1089065957 | 2 | ALLRFPs\Saudi Energy\SEC RFPC001593749\downloaded-rfp\SEC RFPC001593749.xls
Saudi Energy | SEC RFPC001599642 | 901111267 | 10 901111267 PLUG,BORESCOPE,1-1/4 IN D... | 10 901111267 PLUG,BORESCOPE,1-1/4 IN DIA X 2 IN LG,ST | 2 | ALLRFPs\Saudi Energy\SEC RFPC001599642\downloaded-rfp\SEC RFPC001599642.xls
Saudi Energy | SEC RFPC001599642 | 905897049 | 20 905897049 SUPPORT,TRANSITION PIECE,... | 20 905897049 SUPPORT,TRANSITION PIECE,SSTL,170 MM WD | 200 | ALLRFPs\Saudi Energy\SEC RFPC001599642\downloaded-rfp\SEC RFPC001599642.xls
Saudi Energy | SEC RFPC001614554 | 905897410 | 10 905897410 BRUSH,ELEC,AC GENERATOR,C... | 10 905897410 BRUSH,ELEC,AC GENERATOR,CRBN,#323B7988P0 | 1,000 | ALLRFPs\Saudi Energy\SEC RFPC001614554\downloaded-rfp\SEC RFPC001614554.xls
Saudi Energy | SEC RFPC001614554 | 905896942 | 20 905896942 WIRE:THERMOCOUPLE,18 AWG,... | 20 905896942 WIRE:THERMOCOUPLE,18 AWG,7 STRANDED,CHRO | 1,172 | ALLRFPs\Saudi Energy\SEC RFPC001614554\downloaded-rfp\SEC RFPC001614554.xls
Saudi Energy | SEC RFPC001614554 | 905548067 | 30 905548067 CABLE:IGNITION,(5 MM X 14... | 30 905548067 CABLE:IGNITION,(5 MM X 14 MM) DIA X 3 M | 4 | ALLRFPs\Saudi Energy\SEC RFPC001614554\downloaded-rfp\SEC RFPC001614554.xls
Saudi Energy | SEC RFPC001634696 | 902008769 | 10 902008769 CABLE:IGNITION,10 MM DIA ... | 10 902008769 CABLE:IGNITION,10 MM DIA X 8 M LG,RBR BR | 2 | ALLRFPs\Saudi Energy\SEC RFPC001634696\downloaded-rfp\SEC RFPC001634696.xls
Saudi Energy | SEC RFPC001634696 | 902008785 | 20 902008785 CABLE:IGNITION,(6 MM X 8 ... | 20 902008785 CABLE:IGNITION,(6 MM X 8 MM X 13 MM) DIA | 2 | ALLRFPs\Saudi Energy\SEC RFPC001634696\downloaded-rfp\SEC RFPC001634696.xls
Saudi Energy | SEC RFPC001634696 | 901200804 | 30 901200804 DELETED:USE,902205846,09 ... | 30 901200804 DELETED:USE,902205846,09 Sep 2024 | 1 | ALLRFPs\Saudi Energy\SEC RFPC001634696\downloaded-rfp\SEC RFPC001634696.xls
Saudi Energy | SEC RFPC001634696 | 902205846 | 30 901200804 DELETED:USE,902205846,09 ... | 30 901200804 DELETED:USE,902205846,09 Sep 2024 | 1 | ALLRFPs\Saudi Energy\SEC RFPC001634696\downloaded-rfp\SEC RFPC001634696.xls
Saudi Energy | SEC RFPC001634696 | 905919472 | 40 905919472 ARRESTER,SURGE,1.5 KV,12.... | 40 905919472 ARRESTER,SURGE,1.5 KV,12.7 KV BIL,STA,#A | 3 | ALLRFPs\Saudi Energy\SEC RFPC001634696\downloaded-rfp\SEC RFPC001634696.xls
Saudi Energy | SEC RFPC001634696 | 905897182 | 50 905897182 SWITCH,PRES,1P2T,1/4 IN F... | 50 905897182 SWITCH,PRES,1P2T,1/4 IN FNPT,#351A9091P0 | 2 | ALLRFPs\Saudi Energy\SEC RFPC001634696\downloaded-rfp\SEC RFPC001634696.xls
Saudi Energy | SEC RFPC001640915 | 901212584 | 10 901212584 CABLE:IGNITION,5 M PER SE... | 10 901212584 CABLE:IGNITION,5 M PER SET,2 PERCENTAGE | 14 | ALLRFPs\Saudi Energy\SEC RFPC001640915\downloaded-rfp\SEC RFPC001640915.xls
Saudi Energy | SEC RFPC001647897 | 901222666 | 10 901222666 CABLE,INSTRUMENTATION:PLC... | 10 901222666 CABLE,INSTRUMENTATION:PLC PROGRAMMING CA | 2 | ALLRFPs\Saudi Energy\SEC RFPC001647897\downloaded-rfp\SEC RFPC001647897.xls
Saudi Energy | SEC RFPC001647897 | 900204828 | 20 900204828 SENSOR,BULK NOUN:SWAGELOK... | 20 900204828 SENSOR,BULK NOUN:SWAGELOK TYPE COMPRESSI | 12 | ALLRFPs\Saudi Energy\SEC RFPC001647897\downloaded-rfp\SEC RFPC001647897.xls
Saudi Energy | SEC RFPC001647897 | 909202789 | 30 909202789 FILTER:GAS,0.3 MICRON ELE... | 30 909202789 FILTER:GAS,0.3 MICRON ELEMENT PORE SIZE, | 25 | ALLRFPs\Saudi Energy\SEC RFPC001647897\downloaded-rfp\SEC RFPC001647897.xls
Saudi Energy | SEC RFPC001647897 | 901224643 | 40 901224643 FTNG:BULK NOUN | 40 901224643 FTNG:BULK NOUN | 30 | ALLRFPs\Saudi Energy\SEC RFPC001647897\downloaded-rfp\SEC RFPC001647897.xls
Saudi Energy | SEC RFPC001647897 | 901304360 | 50 901304360 DAMPER,ACT,1/2 IN CONDUIT... | 50 901304360 DAMPER,ACT,1/2 IN CONDUIT CONNECTOR,#AMX | 2 | ALLRFPs\Saudi Energy\SEC RFPC001647897\downloaded-rfp\SEC RFPC001647897.xls
Saudi Energy | SEC RFPC001647897 | 901222259 | 60 901222259 TRANSMITTER,SIGNAL:0 TO 5... | 60 901222259 TRANSMITTER,SIGNAL:0 TO 500 PSIA,PRESSUR | 3 | ALLRFPs\Saudi Energy\SEC RFPC001647897\downloaded-rfp\SEC RFPC001647897.xls
Saudi Energy | SEC RFPC001647897 | 901225509 | 70 901225509 MOD:CNTRL | 70 901225509 MOD:CNTRL | 4 | ALLRFPs\Saudi Energy\SEC RFPC001647897\downloaded-rfp\SEC RFPC001647897.xls
Saudi Energy | SEC RFPC001647897 | 901225447 | 80 901225447 COLUMN:PROC,POLYSTYRENE A... | 80 901225447 COLUMN:PROC,POLYSTYRENE AND CROSS-LINKED | 8 | ALLRFPs\Saudi Energy\SEC RFPC001647897\downloaded-rfp\SEC RFPC001647897.xls
Saudi Energy | SEC RFPC001647897 | 901147487 | 90 901147487 O-RING, | 90 901147487 O-RING, | 18 | ALLRFPs\Saudi Energy\SEC RFPC001647897\downloaded-rfp\SEC RFPC001647897.xls
Saudi Energy | SEC RFPC001647897 | 901223932 | 100 901223932 RING,BULK NOUN:SSTL,BSDG,... | 100 901223932 RING,BULK NOUN:SSTL,BSDG,250 X 350 MM,AS | 6 | ALLRFPs\Saudi Energy\SEC RFPC001647897\downloaded-rfp\SEC RFPC001647897.xls
Saudi Energy | SEC RFPC001647897 | 905910687 | 110 905910687 GASKET, | 110 905910687 GASKET, | 20 | ALLRFPs\Saudi Energy\SEC RFPC001647897\downloaded-rfp\SEC RFPC001647897.xls
Saudi Energy | SEC RFPC001647897 | 901222413 | 120 901222413 ATTACHMENT,BULK NOUN:PVC,... | 120 901222413 ATTACHMENT,BULK NOUN:PVC,SELECTOR OF BER | 10 | ALLRFPs\Saudi Energy\SEC RFPC001647897\downloaded-rfp\SEC RFPC001647897.xls
Saudi Energy | SEC RFPC001647897 | 901220161 | 130 901220161 GUIDE,BULK NOUN:410SS,GLO... | 130 901220161 GUIDE,BULK NOUN:410SS,GLOBE VALVE (4.0 I | 1 | ALLRFPs\Saudi Energy\SEC RFPC001647897\downloaded-rfp\SEC RFPC001647897.xls
Saudi Energy | SEC RFPC001647897 | 901224905 | 140 901224905 TMTR:SIG | 140 901224905 TMTR:SIG | 4 | ALLRFPs\Saudi Energy\SEC RFPC001647897\downloaded-rfp\SEC RFPC001647897.xls
Saudi Energy | SEC RFPC001649540 | 905583187 | 10 905583187 CABLE,ELEC,CU,PVC,16SQMM,... | 10 905583187 CABLE,ELEC,CU,PVC,16SQMM,2C,7 STRAND,#SH | 600 | ALLRFPs\Saudi Energy\SEC RFPC001649540\downloaded-rfp\SEC RFPC001649540.xls
Saudi Energy | SEC RFPC001649540 | 901224336 | 20 901224336 CELL:BULK NOUN,MATL:STL B... | 20 901224336 CELL:BULK NOUN,MATL:STL BODY,GRAPHITE EL | 2 | ALLRFPs\Saudi Energy\SEC RFPC001649540\downloaded-rfp\SEC RFPC001649540.xls
Saudi Energy | SEC RFPC001649540 | 901223579 | 30 901223579 ASSEMBLY,BULK NOUN:AUX. P... | 30 901223579 ASSEMBLY,BULK NOUN:AUX. PIPING / PIPE, F | 6 | ALLRFPs\Saudi Energy\SEC RFPC001649540\downloaded-rfp\SEC RFPC001649540.xls
Saudi Energy | SEC RFPC001649540 | 901223586 | 40 901223586 ASSEMBLY,BULK NOUN:AUX. P... | 40 901223586 ASSEMBLY,BULK NOUN:AUX. PIPING / PIPE, F | 6 | ALLRFPs\Saudi Energy\SEC RFPC001649540\downloaded-rfp\SEC RFPC001649540.xls
Saudi Energy | SEC RFPC001649540 | 902501416 | 50 902501416 BEARING,BALL,CONRAD,RADIA... | 50 902501416 BEARING,BALL,CONRAD,RADIAL,1 R,#6406C3 | 3 | ALLRFPs\Saudi Energy\SEC RFPC001649540\downloaded-rfp\SEC RFPC001649540.xls
Saudi Energy | SEC RFPC001649540 | 905634293 | 60 905634293 BELT,V,3400 MM OC,70 MM T... | 60 905634293 BELT,V,3400 MM OC,70 MM TWD,16MM TH,#135 | 40 | ALLRFPs\Saudi Energy\SEC RFPC001649540\downloaded-rfp\SEC RFPC001649540.xls
Saudi Energy | SEC RFPC001649540 | 909108229 | 70 909108229 SLIDE,SLIDING GLASS ASSEM... | 70 909108229 SLIDE,SLIDING GLASS ASSEMBLY,#363921487 | 50 | ALLRFPs\Saudi Energy\SEC RFPC001649540\downloaded-rfp\SEC RFPC001649540.xls
Saudi Energy | SEC RFPC001649540 | 909201226 | 80 909201226 CABLE,HEAT TRACE,MAX 277V... | 80 909201226 CABLE,HEAT TRACE,MAX 277VAC | 50 | ALLRFPs\Saudi Energy\SEC RFPC001649540\downloaded-rfp\SEC RFPC001649540.xls
Saudi Energy | SEC RFPC001649540 | 901225517 | 90 901225517 BRG:BALL,1 R,65 MM ID,140... | 90 901225517 BRG:BALL,1 R,65 MM ID,140 MM OD,33 MM WD | 10 | ALLRFPs\Saudi Energy\SEC RFPC001649540\downloaded-rfp\SEC RFPC001649540.xls
Saudi Energy | SEC RFPC001649540 | 901215567 | 100 901215567 SHAFT,PUMP,(10.5 MM X 26 ... | 100 901215567 SHAFT,PUMP,(10.5 MM X 26 MM X 31 MM X 32 | 2 | ALLRFPs\Saudi Energy\SEC RFPC001649540\downloaded-rfp\SEC RFPC001649540.xls
Saudi Energy | SEC RFPC001656718 | 905577101 | 10 905577101 RAIL,BUS BAR,CU,22 SQUARE... | 10 905577101 RAIL,BUS BAR,CU,22 SQUARE MM X 4M LG,#10 | 250 | ALLRFPs\Saudi Energy\SEC RFPC001656718\downloaded-rfp\SEC RFPC001656718.xls
Saudi Energy | SEC RFPC001656722 | 902012983 | 10 902012983 MATERIAL,STRIP,SEAL,SYNTH... | 10 902012983 MATERIAL,STRIP,SEAL,SYNTHETIC RUBBER,1/4 | 250 | ALLRFPs\Saudi Energy\SEC RFPC001656722\downloaded-rfp\SEC RFPC001656722.xls
Saudi Energy | SEC RFPC001656722 | 905631348 | 20 905631348 LUBRICATOR:AUTOMATIC,OIL,... | 20 905631348 LUBRICATOR:AUTOMATIC,OIL,3/8 IN FPT,ACRY | 4 | ALLRFPs\Saudi Energy\SEC RFPC001656722\downloaded-rfp\SEC RFPC001656722.xls
Saudi Energy | SEC RFPC001656722 | 905584066 | 30 905584066 GAUGE,PRES,0 TO 50 KG/SQC... | 30 905584066 GAUGE,PRES,0 TO 50 KG/SQCM,100MM DIAL,#G | 8 | ALLRFPs\Saudi Energy\SEC RFPC001656722\downloaded-rfp\SEC RFPC001656722.xls
Saudi Energy | SEC RFPC001656722 | 901223142 | 40 901223142 SPRING,COMP,INCONEL X750,... | 40 901223142 SPRING,COMP,INCONEL X750,#WD068901SH33PO | 2 | ALLRFPs\Saudi Energy\SEC RFPC001656722\downloaded-rfp\SEC RFPC001656722.xls
Saudi Energy | SEC RFPC001656722 | 905587501 | 50 905587501 GAUGE,PRES,0 TO 250 KGF/S... | 50 905587501 GAUGE,PRES,0 TO 250 KGF/SQCM,100MM DIAL | 7 | ALLRFPs\Saudi Energy\SEC RFPC001656722\downloaded-rfp\SEC RFPC001656722.xls
Saudi Energy | SEC RFPC001656722 | 901147589 | 60 901147589 SOCKET,ELEC,230V AC,2990W... | 60 901147589 SOCKET,ELEC,230V AC,2990W,#H05VVF3G1 | 4 | ALLRFPs\Saudi Energy\SEC RFPC001656722\downloaded-rfp\SEC RFPC001656722.xls
Saudi Energy | SEC RFPC001656722 | 900204843 | 70 900204843 SPRING,COMP,SSTL,#5901792... | 70 900204843 SPRING,COMP,SSTL,#59017920PARTNO44 | 1 | ALLRFPs\Saudi Energy\SEC RFPC001656722\downloaded-rfp\SEC RFPC001656722.xls
Saudi Energy | SEC RFPC001656722 | 905647551 | 80 905647551 GAUGE,PRES,0 TO 30 KG/SQC... | 80 905647551 GAUGE,PRES,0 TO 30 KG/SQCM | 16 | ALLRFPs\Saudi Energy\SEC RFPC001656722\downloaded-rfp\SEC RFPC001656722.xls
Saudi Energy | SEC RFPC001656722 | 901499994 | 90 901499994 CIRCUIT,CONTROL:FIRE ALAR... | 90 901499994 CIRCUIT,CONTROL:FIRE ALARM,NETWORK COMMU | 2 | ALLRFPs\Saudi Energy\SEC RFPC001656722\downloaded-rfp\SEC RFPC001656722.xls
Saudi Energy | SEC RFPC001662910 | 902507575 | 10 902507575 RECEPTACLE,ELEC,250 V,10 ... | 10 902507575 RECEPTACLE,ELEC,250 V,10 A,2 POLE,#20784 | 2 | ALLRFPs\Saudi Energy\SEC RFPC001662910\downloaded-rfp\SEC RFPC001662910.xls
Saudi Energy | SEC RFPC001662910 | 901224484 | 20 901224484 SW:LMT,120 VAC 4 A, 24 VD... | 20 901224484 SW:LMT,120 VAC 4 A, 24 VDC 3A,1P2T,LEVER | 10 | ALLRFPs\Saudi Energy\SEC RFPC001662910\downloaded-rfp\SEC RFPC001662910.xls
Saudi Energy | SEC RFPC001662910 | 901224145 | 30 901224145 ACTUATOR,ELEC MTR,#ARTNOZ... | 30 901224145 ACTUATOR,ELEC MTR,#ARTNOZ035650 | 10 | ALLRFPs\Saudi Energy\SEC RFPC001662910\downloaded-rfp\SEC RFPC001662910.xls
Saudi Energy | SEC RFPC001662910 | 902500028 | 40 902500028 MODULE:CONTROL,STANDARD T... | 40 902500028 MODULE:CONTROL,STANDARD TRANSIENT DATA I | 10 | ALLRFPs\Saudi Energy\SEC RFPC001662910\downloaded-rfp\SEC RFPC001662910.xls
Saudi Energy | SEC RFPC001662910 | 902019790 | 50 902019790 GUIDE,SPRING SEAT,STL,#TI... | 50 902019790 GUIDE,SPRING SEAT,STL,#TIII30103 | 1 | ALLRFPs\Saudi Energy\SEC RFPC001662910\downloaded-rfp\SEC RFPC001662910.xls
Saudi Energy | SEC RFPC001662910 | 902020803 | 60 902020803 SEGMENT,WASH ENTRY,GAS TU... | 60 902020803 SEGMENT,WASH ENTRY,GAS TURBINE,141 MM WD | 10 | ALLRFPs\Saudi Energy\SEC RFPC001662910\downloaded-rfp\SEC RFPC001662910.xls
Saudi Energy | SEC RFPC001662910 | 901225550 | 70 901225550 CBL:FIBER OPTIC,MULTI MOD... | 70 901225550 CBL:FIBER OPTIC,MULTI MODE GRADIENT FIBE | 10 | ALLRFPs\Saudi Energy\SEC RFPC001662910\downloaded-rfp\SEC RFPC001662910.xls
Saudi Energy | SEC RFPC001662910 | 905627730 | 80 905627730 CAPACITOR:FIXED,55 MFD,45... | 80 905627730 CAPACITOR:FIXED,55 MFD,450 V,TUBULAR ALU | 120 | ALLRFPs\Saudi Energy\SEC RFPC001662910\downloaded-rfp\SEC RFPC001662910.xls
Saudi Energy | SEC RFPC001662910 | 905698761 | 90 905698761 CAPACITOR:FIXED,4700 MICR... | 90 905698761 CAPACITOR:FIXED,4700 MICRO F,350 VDC,ELE | 20 | ALLRFPs\Saudi Energy\SEC RFPC001662910\downloaded-rfp\SEC RFPC001662910.xls
Saudi Energy | SEC RFPC001662910 | 901219229 | 100 901219229 CAPACITOR,FIXED:CAPACITOR... | 100 901219229 CAPACITOR,FIXED:CAPACITOR 8200 MF,76 MM | 20 | ALLRFPs\Saudi Energy\SEC RFPC001662910\downloaded-rfp\SEC RFPC001662910.xls
Saudi Energy | SEC RFPC001662910 | 902012860 | 110 902012860 READER:CARD,COMPACT FLASH... | 110 902012860 READER:CARD,COMPACT FLASH,INSERT | 7 | ALLRFPs\Saudi Energy\SEC RFPC001662910\downloaded-rfp\SEC RFPC001662910.xls
Saudi Energy | SEC RFPC001662910 | 901222246 | 120 901222246 CONTACTOR,MTR,NEMA/IEC NE... | 120 901222246 CONTACTOR,MTR,NEMA/IEC NEMA SIZE 1P,#MC3 | 4 | ALLRFPs\Saudi Energy\SEC RFPC001662910\downloaded-rfp\SEC RFPC001662910.xls
Saudi Energy | SEC RFPC001662910 | 901321994 | 130 901321994 CONTACTOR:RELAY,690 VAC L... | 130 901321994 CONTACTOR:RELAY,690 VAC LINE,24 VAC COIL | 20 | ALLRFPs\Saudi Energy\SEC RFPC001662910\downloaded-rfp\SEC RFPC001662910.xls
Saudi Energy | SEC RFPC001662910 | 905653062 | 140 905653062 CONTACTOR,MTR,690 VAC LV,... | 140 905653062 CONTACTOR,MTR,690 VAC LV,25,ABS POLE,#LC | 5 | ALLRFPs\Saudi Energy\SEC RFPC001662910\downloaded-rfp\SEC RFPC001662910.xls
Saudi Energy | SEC RFPC001662910 | 902008077 | 150 902008077 CABLE:IGNITION,1/2 IN DIA... | 150 902008077 CABLE:IGNITION,1/2 IN DIA X 26 FT LG,SAE | 5 | ALLRFPs\Saudi Energy\SEC RFPC001662910\downloaded-rfp\SEC RFPC001662910.xls
Saudi Energy | SEC RFPC001662910 | 905589618 | 160 905589618 CABLE:IGNITION,17 FT,NA,N... | 160 905589618 CABLE:IGNITION,17 FT,NA,NA,SAE J2031 | 5 | ALLRFPs\Saudi Energy\SEC RFPC001662910\downloaded-rfp\SEC RFPC001662910.xls
Saudi Energy | SEC RFPC001669579 | 901217875 | 10 901217875 SEGMENT,BULK NOUN:SSTL (C... | 10 901217875 SEGMENT,BULK NOUN:SSTL (C45 N),JED SOUHT | 8 | ALLRFPs\Saudi Energy\SEC RFPC001669579\downloaded-rfp\SEC RFPC001669579.xls
Saudi Energy | SEC RFPC001669579 | 901212584 | 20 901212584 CABLE:IGNITION,5 M PER SE... | 20 901212584 CABLE:IGNITION,5 M PER SET,2 PERCENTAGE | 14 | ALLRFPs\Saudi Energy\SEC RFPC001669579\downloaded-rfp\SEC RFPC001669579.xls
Saudi Energy | SEC RFPC001670637 | 901324197 | 10 901324197 RING,BFP BOOSTER PUMP , L... | 10 901324197 RING,BFP BOOSTER PUMP , LABYRINTH RING,7 | 48 | ALLRFPs\Saudi Energy\SEC RFPC001670637\downloaded-rfp\SEC RFPC001670637.xls
Saudi Energy | SEC RFPC001670637 | 901119250 | 20 901119250 BUFFER,MECHANICAL: | 20 901119250 BUFFER,MECHANICAL: | 5 | ALLRFPs\Saudi Energy\SEC RFPC001670637\downloaded-rfp\SEC RFPC001670637.xls
Saudi Energy | SEC RFPC001670637 | 909111625 | 30 909111625 PIPE,METALLIC:PE,45 CM,SS... | 30 909111625 PIPE,METALLIC:PE,45 CM,SSTL,150,AIR,DIA7 | 2 | ALLRFPs\Saudi Energy\SEC RFPC001670637\downloaded-rfp\SEC RFPC001670637.xls
Saudi Energy | SEC RFPC001670637 | 905566436 | 40 905566436 BRUSH,ELEC,EARTHING,CRBN,... | 40 905566436 BRUSH,ELEC,EARTHING,CRBN,#1679HTD602 | 30 | ALLRFPs\Saudi Energy\SEC RFPC001670637\downloaded-rfp\SEC RFPC001670637.xls
Saudi Energy | SEC RFPC001670637 | 902016658 | 50 902016658 STUD,ALL-THREAD,STL,3/4 I... | 50 902016658 STUD,ALL-THREAD,STL,3/4 IN DIA,10 TPI,#3 | 20 | ALLRFPs\Saudi Energy\SEC RFPC001670637\downloaded-rfp\SEC RFPC001670637.xls
Saudi Energy | SEC RFPC001670637 | 901205887 | 60 901205887 SLEEVE,SHAFT,ASTM A276 41... | 60 901205887 SLEEVE,SHAFT,ASTM A276 410-T,#KA1648CEP1 | 4 | ALLRFPs\Saudi Energy\SEC RFPC001670637\downloaded-rfp\SEC RFPC001670637.xls
Saudi Energy | SEC RFPC001670637 | 901205888 | 70 901205888 SLEEVE,SHAFT,ASTM A276 41... | 70 901205888 SLEEVE,SHAFT,ASTM A276 410-T,#KA1648CEP1 | 4 | ALLRFPs\Saudi Energy\SEC RFPC001670637\downloaded-rfp\SEC RFPC001670637.xls
Saudi Energy | SEC RFPC001670637 | 901205889 | 80 901205889 SLEEVE,SHAFT,ASTM A276 41... | 80 901205889 SLEEVE,SHAFT,ASTM A276 410-T,#KA1648CEP1 | 4 | ALLRFPs\Saudi Energy\SEC RFPC001670637\downloaded-rfp\SEC RFPC001670637.xls
Saudi Energy | SEC RFPC001670637 | 905619421 | 90 905619421 SCREW,SET,SSTL,6MM DIA,1 ... | 90 905619421 SCREW,SET,SSTL,6MM DIA,1 MM,10 MM LG,#OS | 2 | ALLRFPs\Saudi Energy\SEC RFPC001670637\downloaded-rfp\SEC RFPC001670637.xls
Saudi Energy | SEC RFPC001670637 | 900910173 | 100 900910173 BOLT,MACH,STAINLESS STEEL... | 100 900910173 BOLT,MACH,STAINLESS STEEL/S35CN,#T170Q00 | 1 | ALLRFPs\Saudi Energy\SEC RFPC001670637\downloaded-rfp\SEC RFPC001670637.xls
Saudi Energy | SEC RFPC001670637 | 909112053 | 110 909112053 BOLT,EYE,200A,METRIC 8 X ... | 110 909112053 BOLT,EYE,200A,METRIC 8 X 1.25 THD,#T700Q | 1 | ALLRFPs\Saudi Energy\SEC RFPC001670637\downloaded-rfp\SEC RFPC001670637.xls
Saudi Energy | SEC RFPC001670637 | 909501820 | 120 909501820 BLT:MACH,S35-C,53 MM DIA,... | 120 909501820 BLT:MACH,S35-C,53 MM DIA,660 MM LG,8 THR | 2 | ALLRFPs\Saudi Energy\SEC RFPC001670637\downloaded-rfp\SEC RFPC001670637.xls
Saudi Energy | SEC RFPC001670637 | 909400276 | 130 909400276 CABLE:INSTRUMENTATION,THE... | 130 909400276 CABLE:INSTRUMENTATION,THERMOCOUPLE ,1.31 | 300 | ALLRFPs\Saudi Energy\SEC RFPC001670637\downloaded-rfp\SEC RFPC001670637.xls
Saudi Energy | SEC RFPC001670637 | 905913602 | 140 905913602 SCREW,SET,STL,3/8 IN DIA,... | 140 905913602 SCREW,SET,STL,3/8 IN DIA,16 TPI,#AO10771 | 4 | ALLRFPs\Saudi Energy\SEC RFPC001670637\downloaded-rfp\SEC RFPC001670637.xls
Saudi Energy | SEC RFPC001670637 | 902008769 | 150 902008769 CABLE:IGNITION,10 MM DIA ... | 150 902008769 CABLE:IGNITION,10 MM DIA X 8 M LG,RBR BR | 10 | ALLRFPs\Saudi Energy\SEC RFPC001670637\downloaded-rfp\SEC RFPC001670637.xls
Saudi Energy | SEC RFPC001670637 | 901213813 | 160 901213813 ADAPTER,TUBE TO PIPE,SLIP... | 160 901213813 ADAPTER,TUBE TO PIPE,SLIP ON X FPT,150 L | 6 | ALLRFPs\Saudi Energy\SEC RFPC001670637\downloaded-rfp\SEC RFPC001670637.xls
Saudi Energy | SEC RFPC001670637 | 902500415 | 170 902500415 COUPLING,SHAFT,STL,62 MM ... | 170 902500415 COUPLING,SHAFT,STL,62 MM BORE,106 MM OD | 3 | ALLRFPs\Saudi Energy\SEC RFPC001670637\downloaded-rfp\SEC RFPC001670637.xls
Saudi Energy | SEC RFPC001670637 | 902010221 | 180 902010221 COUPLING,SHAFT,STL,1-1/8 ... | 180 902010221 COUPLING,SHAFT,STL,1-1/8 IN BORE,#307A95 | 2 | ALLRFPs\Saudi Energy\SEC RFPC001670637\downloaded-rfp\SEC RFPC001670637.xls
Saudi Energy | SEC RFPC001670637 | 905589382 | 190 905589382 KIT,IGNITION TORCH,REPAIR... | 190 905589382 KIT,IGNITION TORCH,REPAIR,SPARK PLUG, PI | 8 | ALLRFPs\Saudi Energy\SEC RFPC001670637\downloaded-rfp\SEC RFPC001670637.xls
Saudi Energy | SEC RFPC001670637 | 902465173 | 200 902465173 COUPLER,HOSE,#WV400APILOA... | 200 902465173 COUPLER,HOSE,#WV400APILOAD | 6 | ALLRFPs\Saudi Energy\SEC RFPC001670637\downloaded-rfp\SEC RFPC001670637.xls
Saudi Energy | SEC RFPC001670637 | 905601031 | 210 905601031 SWITCH,LMT,380 VAC 16 A,1... | 210 905601031 SWITCH,LMT,380 VAC 16 A,1P2T,#HTCM424970 | 2 | ALLRFPs\Saudi Energy\SEC RFPC001670637\downloaded-rfp\SEC RFPC001670637.xls
Saudi Energy | SEC RFPC001670637 | 901324200 | 220 901324200 RING,BFP BOOSTER PUMP , S... | 220 901324200 RING,BFP BOOSTER PUMP , SEAL RING,10 MM | 10 | ALLRFPs\Saudi Energy\SEC RFPC001670637\downloaded-rfp\SEC RFPC001670637.xls
Saudi Energy | SEC RFPC001670637 | 901213788 | 230 901213788 PLUG,C17SX06AB BOILOER FE... | 230 901213788 PLUG,C17SX06AB BOILOER FEED PUMP,20 MM C | 6 | ALLRFPs\Saudi Energy\SEC RFPC001670637\downloaded-rfp\SEC RFPC001670637.xls
Saudi Energy | SEC RFPC001670637 | 901213805 | 240 901213805 ADAPTER,MEMBRANE (PIPE),S... | 240 901213805 ADAPTER,MEMBRANE (PIPE),SLIP ON X FPT,15 | 6 | ALLRFPs\Saudi Energy\SEC RFPC001670637\downloaded-rfp\SEC RFPC001670637.xls
Saudi Energy | SEC RFPC001670637 | 902466593 | 250 902466593 DIAL,BULK NOUN:STAINLESS ... | 250 902466593 DIAL,BULK NOUN:STAINLESS STEEL,TURBINE A | 3 | ALLRFPs\Saudi Energy\SEC RFPC001670637\downloaded-rfp\SEC RFPC001670637.xls
Saudi Energy | SEC RFPC001670637 | 902012059 | 260 902012059 GASKET,PIPING ARRANGEMENT... | 260 902012059 GASKET,PIPING ARRANGEMENT,SPIRAL WOUND,F | 45 | ALLRFPs\Saudi Energy\SEC RFPC001670637\downloaded-rfp\SEC RFPC001670637.xls
Saudi Energy | SEC RFPC001670637 | 902012173 | 270 902012173 GASKET,PIPING ARRANGEMENT... | 270 902012173 GASKET,PIPING ARRANGEMENT,SPIRAL WOUND,F | 10 | ALLRFPs\Saudi Energy\SEC RFPC001670637\downloaded-rfp\SEC RFPC001670637.xls
Saudi Energy | SEC RFPC001670637 | 905941156 | 280 905941156 PIN,RETAINER NOZZLE,GAS T... | 280 905941156 PIN,RETAINER NOZZLE,GAS TURBINE,(31.5 MM | 2 | ALLRFPs\Saudi Energy\SEC RFPC001670637\downloaded-rfp\SEC RFPC001670637.xls
Saudi Energy | SEC RFPC001670637 | 906200252 | 290 906200252 RLY:SYNC,SYNCHRONIZING CH... | 290 906200252 RLY:SYNC,SYNCHRONIZING CHECK,2 TO 80 DEG | 1 | ALLRFPs\Saudi Energy\SEC RFPC001670637\downloaded-rfp\SEC RFPC001670637.xls
Saudi Energy | SEC RFPC001670637 | 901225887 | 310 901225887 COUPLING,SHAFT,SSTL,#TSKS... | 310 901225887 COUPLING,SHAFT,SSTL,#TSKS0033COUPLINGDWG | 2 | ALLRFPs\Saudi Energy\SEC RFPC001670637\downloaded-rfp\SEC RFPC001670637.xls
Saudi Energy | SEC RFPC001670637 | 909111621 | 320 909111621 HOSE,NON-METALLIC:AIR,THR... | 320 909111621 HOSE,NON-METALLIC:AIR,THREADED,RUBBER NB | 2 | ALLRFPs\Saudi Energy\SEC RFPC001670637\downloaded-rfp\SEC RFPC001670637.xls
Saudi Energy | SEC RFPC001670637 | 901225654 | 330 901225654 SPRG:DISC | 330 901225654 SPRG:DISC | 2 | ALLRFPs\Saudi Energy\SEC RFPC001670637\downloaded-rfp\SEC RFPC001670637.xls
Saudi Energy | SEC RFPC001670637 | 905840678 | 340 905840678 CIRCUIT:CONTROL,CURRENT L... | 340 905840678 CIRCUIT:CONTROL,CURRENT LIMIT ALARM WITH | 2 | ALLRFPs\Saudi Energy\SEC RFPC001670637\downloaded-rfp\SEC RFPC001670637.xls
Saudi Energy | SEC RFPC001670637 | 901404948 | 350 901404948 TUBING,MTLC,ASTM A269, A2... | 350 901404948 TUBING,MTLC,ASTM A269, A213,6 METER LG | 700 | ALLRFPs\Saudi Energy\SEC RFPC001670637\downloaded-rfp\SEC RFPC001670637.xls
Saudi Energy | SEC RFPC001670637 | 909202749 | 360 909202749 SHIM SET,CLEARANCE ADJUST... | 360 909202749 SHIM SET,CLEARANCE ADJUSTING:PLASTIC BAG | 20 | ALLRFPs\Saudi Energy\SEC RFPC001670637\downloaded-rfp\SEC RFPC001670637.xls
Saudi Energy | SEC RFPC001670637 | 909203022 | 370 909203022 ADAPTER,MULTIPLUG,2 PIN T... | 370 909203022 ADAPTER,MULTIPLUG,2 PIN TO 3 PIN,13 AMPS | 20 | ALLRFPs\Saudi Energy\SEC RFPC001670637\downloaded-rfp\SEC RFPC001670637.xls
Saudi Energy | SEC RFPC001670637 | 901019070 | 380 901019070 GASKET,FUEL NOFUEL NOZZL,... | 380 901019070 GASKET,FUEL NOFUEL NOZZL,SPIRAL WOUND,7- | 10 | ALLRFPs\Saudi Energy\SEC RFPC001670637\downloaded-rfp\SEC RFPC001670637.xls
Saudi Energy | SEC RFPC001670637 | 902012067 | 390 902012067 GASKET,PIPING ARRANGEMENT... | 390 902012067 GASKET,PIPING ARRANGEMENT,SPIRAL WOUND,R | 18 | ALLRFPs\Saudi Energy\SEC RFPC001670637\downloaded-rfp\SEC RFPC001670637.xls
Saudi Energy | SEC RFPC001670637 | 902001820 | 400 902001820 CIRCUIT:CONTROL,HIGH/LOW ... | 400 902001820 CIRCUIT:CONTROL,HIGH/LOW VOLTAGE ALARM 1 | 2 | ALLRFPs\Saudi Energy\SEC RFPC001670637\downloaded-rfp\SEC RFPC001670637.xls
Saudi Energy | SEC RFPC001670637 | 902012983 | 410 902012983 MATERIAL,STRIP,SEAL,SYNTH... | 410 902012983 MATERIAL,STRIP,SEAL,SYNTHETIC RUBBER,1/4 | 10 | ALLRFPs\Saudi Energy\SEC RFPC001670637\downloaded-rfp\SEC RFPC001670637.xls
Saudi Energy | SEC RFPC001670637 | 902501625 | 420 902501625 SHIELD,HEAT GAS TURBINE R... | 420 902501625 SHIELD,HEAT GAS TURBINE ROW B,74 MM WD X | 60 | ALLRFPs\Saudi Energy\SEC RFPC001670637\downloaded-rfp\SEC RFPC001670637.xls
Saudi Energy | SEC RFPC001670637 | 901015716 | 430 901015716 SHIELD,HEAT STATOR, GAS T... | 430 901015716 SHIELD,HEAT STATOR, GAS TURBINE ROW E,ST | 60 | ALLRFPs\Saudi Energy\SEC RFPC001670637\downloaded-rfp\SEC RFPC001670637.xls
Saudi Energy | SEC RFPC001670637 | 905941128 | 440 905941128 DRAIN:FLUID,WATER,93.98 M... | 440 905941128 DRAIN:FLUID,WATER,93.98 MM WD X 210.82 M | 8 | ALLRFPs\Saudi Energy\SEC RFPC001670637\downloaded-rfp\SEC RFPC001670637.xls
Saudi Energy | SEC RFPC001670637 | 905896982 | 450 905896982 CIRCUIT:CONTROL,TERMINATI... | 450 905896982 CIRCUIT:CONTROL,TERMINATION BOARD RELAY, | 2 | ALLRFPs\Saudi Energy\SEC RFPC001670637\downloaded-rfp\SEC RFPC001670637.xls
Saudi Energy | SEC RFPC001670637 | 905930562 | 460 905930562 INDICATOR:TEMPERATURE,60 ... | 460 905930562 INDICATOR:TEMPERATURE,60 MM DIA,120 TO 4 | 2 | ALLRFPs\Saudi Energy\SEC RFPC001670637\downloaded-rfp\SEC RFPC001670637.xls
Saudi Energy | SEC RFPC001670637 | 905633572 | 470 905633572 PLUG,SPARK ,PLUG ,COMPLET... | 470 905633572 PLUG,SPARK ,PLUG ,COMPLETE SET WITHOUT C | 1 | ALLRFPs\Saudi Energy\SEC RFPC001670637\downloaded-rfp\SEC RFPC001670637.xls
Saudi Energy | SEC RFPC001670637 | 905655951 | 480 905655951 PLUG,SPARK, IGNITION, OIL... | 480 905655951 PLUG,SPARK, IGNITION, OIL IGNITOR,3/4 IN | 1 | ALLRFPs\Saudi Energy\SEC RFPC001670637\downloaded-rfp\SEC RFPC001670637.xls
Saudi Energy | SEC RFPC001670637 | 902504517 | 490 902504517 WIRE:THERMOCOUPLE,6 MM DI... | 490 902504517 WIRE:THERMOCOUPLE,6 MM DIA,12 M LG,1 PAI | 10 | ALLRFPs\Saudi Energy\SEC RFPC001670637\downloaded-rfp\SEC RFPC001670637.xls
Saudi Energy | SEC RFPC001685037 | 901226173 | 10 901226173 CBL:INSTR | 10 901226173 CBL:INSTR | 1,000 | ALLRFPs\Saudi Energy\SEC RFPC001685037\downloaded-rfp\SEC RFPC001685037.xls
Saudi Energy | SEC RFPC001685038 | 901018040 | 10 901018040 SUPPORT,NOZZLE,STL,2 IN W... | 10 901018040 SUPPORT,NOZZLE,STL,2 IN WD X 7 IN LG X 1 | 8 | ALLRFPs\Saudi Energy\SEC RFPC001685038\downloaded-rfp\SEC RFPC001685038.xls
Saudi Energy | SEC RFPC001685038 | 902010008 | 20 902010008 PLUG,NOZZLE,GAS TURBINE,2... | 20 902010008 PLUG,NOZZLE,GAS TURBINE,2 IN DIA X 2-7/1 | 96 | ALLRFPs\Saudi Energy\SEC RFPC001685038\downloaded-rfp\SEC RFPC001685038.xls
Saudi Energy | SEC RFPC001685038 | 905941156 | 30 905941156 PIN,RETAINER NOZZLE,GAS T... | 30 905941156 PIN,RETAINER NOZZLE,GAS TURBINE,(31.5 MM | 64 | ALLRFPs\Saudi Energy\SEC RFPC001685038\downloaded-rfp\SEC RFPC001685038.xls
Saudi Energy | SEC RFPC001685038 | 905942658 | 40 905942658 NIPPLE:PIPE, HEX,STL,8.5 ... | 40 905942658 NIPPLE:PIPE, HEX,STL,8.5 MM ID X 21 MM O | 24 | ALLRFPs\Saudi Energy\SEC RFPC001685038\downloaded-rfp\SEC RFPC001685038.xls
Saudi Energy | SEC RFPC001685038 | 902000069 | 50 902000069 PIN,RETAINING NOZZLE,GAS ... | 50 902000069 PIN,RETAINING NOZZLE,GAS TURBINE,(31 MM | 64 | ALLRFPs\Saudi Energy\SEC RFPC001685038\downloaded-rfp\SEC RFPC001685038.xls
Saudi Energy | SEC RFPC001685038 | 901019095 | 60 901019095 STRIP,CLOTH SHROUD,TACK,1... | 60 901019095 STRIP,CLOTH SHROUD,TACK,19.5 MM WD X 93 | 384 | ALLRFPs\Saudi Energy\SEC RFPC001685038\downloaded-rfp\SEC RFPC001685038.xls
Saudi Energy | SEC RFPC001685038 | 901019129 | 70 901019129 SEAL,JOINT, HORIZONTAL,20... | 70 901019129 SEAL,JOINT, HORIZONTAL,20 MM WD X 94 MM | 8 | ALLRFPs\Saudi Energy\SEC RFPC001685038\downloaded-rfp\SEC RFPC001685038.xls
Saudi Energy | SEC RFPC001685038 | 901019011 | 80 901019011 SEAL,SHROUD, 2ND STAGE,(1... | 80 901019011 SEAL,SHROUD, 2ND STAGE,(19 MM X 32 MM) W | 184 | ALLRFPs\Saudi Energy\SEC RFPC001685038\downloaded-rfp\SEC RFPC001685038.xls
Saudi Energy | SEC RFPC001685038 | 901019014 | 90 901019014 SEAL,SHROUD, 2ND STG,(1-1... | 90 901019014 SEAL,SHROUD, 2ND STG,(1-1/4 IN X 3/4 IN) | 8 | ALLRFPs\Saudi Energy\SEC RFPC001685038\downloaded-rfp\SEC RFPC001685038.xls
Saudi Energy | SEC RFPC001685038 | 901019010 | 100 901019010 SEAL,SHROUD 3RD STAGE,(3/... | 100 901019010 SEAL,SHROUD 3RD STAGE,(3/4 IN X 1-1/4 IN | 120 | ALLRFPs\Saudi Energy\SEC RFPC001685038\downloaded-rfp\SEC RFPC001685038.xls
Saudi Energy | SEC RFPC001685038 | 901019099 | 110 901019099 KEY:TURBINE,TURBINE ROTOR... | 110 901019099 KEY:TURBINE,TURBINE ROTOR,MS7001B,5 MM W | 364 | ALLRFPs\Saudi Energy\SEC RFPC001685038\downloaded-rfp\SEC RFPC001685038.xls
Saudi Energy | SEC RFPC001685038 | 902000727 | 120 902000727 PIN,LOCKING,ROTOR BUCKET,... | 120 902000727 PIN,LOCKING,ROTOR BUCKET,GAS TURBINE,5/1 | 4 | ALLRFPs\Saudi Energy\SEC RFPC001685038\downloaded-rfp\SEC RFPC001685038.xls
Saudi Energy | SEC RFPC001685038 | 902001623 | 130 902001623 PIN,LOCKING,ROTOR BUCKET,... | 130 902001623 PIN,LOCKING,ROTOR BUCKET,GAS TURBINE,3 M | 4 | ALLRFPs\Saudi Energy\SEC RFPC001685038\downloaded-rfp\SEC RFPC001685038.xls
Saudi Energy | SEC RFPC001685038 | 902000020 | 140 902000020 PIN,BUCKET SEAL SHANK,GAS... | 140 902000020 PIN,BUCKET SEAL SHANK,GASTURBINE,3/16 IN | 736 | ALLRFPs\Saudi Energy\SEC RFPC001685038\downloaded-rfp\SEC RFPC001685038.xls
Saudi Energy | SEC RFPC001685038 | 901013011 | 150 901013011 PIN,BUCKET SEAL SHANK,ROT... | 150 901013011 PIN,BUCKET SEAL SHANK,ROTOR ASSEMBLY,GAS | 763 | ALLRFPs\Saudi Energy\SEC RFPC001685038\downloaded-rfp\SEC RFPC001685038.xls
Saudi Energy | SEC RFPC001685042 | 901221695 | 10 901221695 CABLE,ELEC,CU,XLPE,120SQM... | 10 901221695 CABLE,ELEC,CU,XLPE,120SQMM,#19900604 | 500 | ALLRFPs\Saudi Energy\SEC RFPC001685042\downloaded-rfp\SEC RFPC001685042.xls
Saudi Energy | SEC RFPC001690810 | 901226112 | 10 901226112 CBL:INSTR | 10 901226112 CBL:INSTR | 300 | ALLRFPs\Saudi Energy\SEC RFPC001690810\downloaded-rfp\SEC RFPC001690810.xls
Saudi Energy | SEC RFPC001690810 | 901226129 | 20 901226129 CBL:INSTR | 20 901226129 CBL:INSTR | 900 | ALLRFPs\Saudi Energy\SEC RFPC001690810\downloaded-rfp\SEC RFPC001690810.xls
Saudi Energy | SEC RFPC001693421 | 905812889 | 10 905812889 PIPE:METALLIC,1-1/2 IN,20... | 10 905812889 PIPE:METALLIC,1-1/2 IN,20 FT LG,PLAIN EN | 66 | ALLRFPs\Saudi Energy\SEC RFPC001693421\downloaded-rfp\SEC RFPC001693421.xls
Saudi Energy | SEC RFPC001693421 | 901406722 | 20 901406722 TUBE:INSULATING,16 MM ID ... | 20 901406722 TUBE:INSULATING,16 MM ID X 22 MM OD X 37 | 67 | ALLRFPs\Saudi Energy\SEC RFPC001693421\downloaded-rfp\SEC RFPC001693421.xls
Saudi Energy | SEC RFPC001693421 | 901411143 | 30 901411143 DEVICE,BULK NOUN: | 30 901411143 DEVICE,BULK NOUN: | 7 | ALLRFPs\Saudi Energy\SEC RFPC001693421\downloaded-rfp\SEC RFPC001693421.xls
Saudi Energy | SEC RFPC001693421 | 901203503 | 40 901203503 DEVICE,ANALYZER | 40 901203503 DEVICE,ANALYZER | 6 | ALLRFPs\Saudi Energy\SEC RFPC001693421\downloaded-rfp\SEC RFPC001693421.xls
Saudi Energy | SEC RFPC001693421 | 905913479 | 50 905913479 SCREW,CAP,A276 TYPE 431,1... | 50 905913479 SCREW,CAP,A276 TYPE 431,12MM DIA,1.75 MM | 9 | ALLRFPs\Saudi Energy\SEC RFPC001693421\downloaded-rfp\SEC RFPC001693421.xls
Saudi Energy | SEC RFPC001693421 | 905900937 | 60 905900937 BLOCK,CONTACT,AUXILIARY,A... | 60 905900937 BLOCK,CONTACT,AUXILIARY,AC AND DC CONTRO | 6 | ALLRFPs\Saudi Energy\SEC RFPC001693421\downloaded-rfp\SEC RFPC001693421.xls
Saudi Energy | SEC RFPC001693421 | 901223633 | 70 901223633 ELIMINATOR,AIR:CAST IRON,... | 70 901223633 ELIMINATOR,AIR:CAST IRON,1/2 IN,ASTM A12 | 3 | ALLRFPs\Saudi Energy\SEC RFPC001693421\downloaded-rfp\SEC RFPC001693421.xls
Saudi Energy | SEC RFPC001693421 | 905504459 | 80 905504459 SWITCH,PUSHBUTTON,(1) BUT... | 80 905504459 SWITCH,PUSHBUTTON,(1) BUTTON,NC,GRN,#ZBE | 4 | ALLRFPs\Saudi Energy\SEC RFPC001693421\downloaded-rfp\SEC RFPC001693421.xls
Saudi Energy | SEC RFPC001693421 | 902501182 | 90 902501182 BOARD,PC,AMPL,#50106097 | 90 902501182 BOARD,PC,AMPL,#50106097 | 1 | ALLRFPs\Saudi Energy\SEC RFPC001693421\downloaded-rfp\SEC RFPC001693421.xls
Saudi Energy | SEC RFPC001693421 | 905849752 | 100 905849752 INDICATOR:DEFLECTION,1 IN | 100 905849752 INDICATOR:DEFLECTION,1 IN | 7 | ALLRFPs\Saudi Energy\SEC RFPC001693421\downloaded-rfp\SEC RFPC001693421.xls
Saudi Energy | SEC RFPC001693421 | 905902283 | 110 905902283 INDICATOR:DEFLECTION,2-1/... | 110 905902283 INDICATOR:DEFLECTION,2-1/4 IN DIA,0 TO 1 | 3 | ALLRFPs\Saudi Energy\SEC RFPC001693421\downloaded-rfp\SEC RFPC001693421.xls
Saudi Energy | SEC RFPC001693421 | 901226342 | 120 901226342 CNTCT:AUX | 120 901226342 CNTCT:AUX | 4 | ALLRFPs\Saudi Energy\SEC RFPC001693421\downloaded-rfp\SEC RFPC001693421.xls
Saudi Energy | SEC RFPC001693421 | 901216959 | 130 901216959 MODULE:CONTROL,TEMP. CONT... | 130 901216959 MODULE:CONTROL,TEMP. CONTROL,CRUDE HEATE | 6 | ALLRFPs\Saudi Energy\SEC RFPC001693421\downloaded-rfp\SEC RFPC001693421.xls
Saudi Energy | SEC RFPC001693421 | 905661642 | 140 905661642 PROBE,LVL,STL,21 MM TIP D... | 140 905661642 PROBE,LVL,STL,21 MM TIP DIA,300MM LG,#68 | 2 | ALLRFPs\Saudi Energy\SEC RFPC001693421\downloaded-rfp\SEC RFPC001693421.xls
Saudi Energy | SEC RFPC001693421 | 905689136 | 150 905689136 BREAKER,CRCT,AIR,0.69 KV ... | 150 905689136 BREAKER,CRCT,AIR,0.69 KV KV,ABS P,5000 A | 1 | ALLRFPs\Saudi Energy\SEC RFPC001693421\downloaded-rfp\SEC RFPC001693421.xls
Saudi Energy | SEC RFPC001693421 | 901206426 | 160 901206426 PLATE,1ST PASS RO PRESSUR... | 160 901206426 PLATE,1ST PASS RO PRESSURE VESSEL,204 MM | 13 | ALLRFPs\Saudi Energy\SEC RFPC001693421\downloaded-rfp\SEC RFPC001693421.xls
Saudi Energy | SEC RFPC001693421 | 905897262 | 170 905897262 TFMR,IGN,450 VA VA,115/23... | 170 905897262 TFMR,IGN,450 VA VA,115/230 VAC PRI V,#00 | 1 | ALLRFPs\Saudi Energy\SEC RFPC001693421\downloaded-rfp\SEC RFPC001693421.xls
Saudi Energy | SEC RFPC001693421 | 905552909 | 180 905552909 MODULE:CONTROL,IMPULSE GE... | 180 905552909 MODULE:CONTROL,IMPULSE GENERATOR,CE, UL | 5 | ALLRFPs\Saudi Energy\SEC RFPC001693421\downloaded-rfp\SEC RFPC001693421.xls
Saudi Energy | SEC RFPC001693421 | 905647746 | 190 905647746 BREAKER,CRCT,MTR,IEC/EN 6... | 190 905647746 BREAKER,CRCT,MTR,IEC/EN 60947-1, 60947-2 | 15 | ALLRFPs\Saudi Energy\SEC RFPC001693421\downloaded-rfp\SEC RFPC001693421.xls
Saudi Energy | SEC RFPC001693421 | 905679089 | 200 905679089 ASSEMBLY,VALVE OPERATED G... | 200 905679089 ASSEMBLY,VALVE OPERATED GEAR,SOOT BLOWER | 5 | ALLRFPs\Saudi Energy\SEC RFPC001693421\downloaded-rfp\SEC RFPC001693421.xls
Saudi Energy | SEC RFPC001693421 | 901478002 | 210 901478002 TRANSDUCER:VIBRATION,600 ... | 210 901478002 TRANSDUCER:VIBRATION,600 TO 60000 CPM IN | 2 | ALLRFPs\Saudi Energy\SEC RFPC001693421\downloaded-rfp\SEC RFPC001693421.xls
Saudi Energy | SEC RFPC001693421 | 901206436 | 220 901206436 VESSEL,#BPV81200MSP | 220 901206436 VESSEL,#BPV81200MSP | 36 | ALLRFPs\Saudi Energy\SEC RFPC001693421\downloaded-rfp\SEC RFPC001693421.xls
Saudi Energy | SEC RFPC001693421 | 901403001 | 230 901403001 SWITCH,PRES,1P1T,2 X G ¼ ... | 230 901403001 SWITCH,PRES,1P1T,2 X G ¼ FEMALE,#DPGS431 | 4 | ALLRFPs\Saudi Energy\SEC RFPC001693421\downloaded-rfp\SEC RFPC001693421.xls
Saudi Energy | SEC RFPC001693421 | 901112856 | 240 901112856 RESISTOR,FIXED,ALUMINUM H... | 240 901112856 RESISTOR,FIXED,ALUMINUM HOUSED,#HS100R50 | 4 | ALLRFPs\Saudi Energy\SEC RFPC001693421\downloaded-rfp\SEC RFPC001693421.xls
Saudi Energy | SEC RFPC001693421 | 905533349 | 250 905533349 PIPE:METALLIC,4 IN,19 FT ... | 250 905533349 PIPE:METALLIC,4 IN,19 FT AND 11/16 IN LG | 500 | ALLRFPs\Saudi Energy\SEC RFPC001693421\downloaded-rfp\SEC RFPC001693421.xls
Saudi Energy | SEC RFPC001693421 | 901213408 | 260 901213408 PLATE,DESAL PLANT AES,290... | 260 901213408 PLATE,DESAL PLANT AES,290 MM DIA,6061 T6 | 6 | ALLRFPs\Saudi Energy\SEC RFPC001693421\downloaded-rfp\SEC RFPC001693421.xls
Saudi Energy | SEC RFPC001693421 | 905941831 | 270 905941831 SWITCH,SEL,MAINTAINED,600... | 270 905941831 SWITCH,SEL,MAINTAINED,600 VAC 10 A,4P1T | 3 | ALLRFPs\Saudi Energy\SEC RFPC001693421\downloaded-rfp\SEC RFPC001693421.xls
Saudi Energy | SEC RFPC001693421 | 905909865 | 280 905909865 GEARBOX,WORM: | 280 905909865 GEARBOX,WORM: | 2 | ALLRFPs\Saudi Energy\SEC RFPC001693421\downloaded-rfp\SEC RFPC001693421.xls
Saudi Energy | SEC RFPC001693421 | 901240360 | 290 901240360 SLV:BULK NOUN | 290 901240360 SLV:BULK NOUN | 50 | ALLRFPs\Saudi Energy\SEC RFPC001693421\downloaded-rfp\SEC RFPC001693421.xls
Saudi Energy | SEC RFPC001693421 | 901240361 | 300 901240361 SLV:BULK NOUN | 300 901240361 SLV:BULK NOUN | 50 | ALLRFPs\Saudi Energy\SEC RFPC001693421\downloaded-rfp\SEC RFPC001693421.xls
Saudi Energy | SEC RFPC001693421 | 905927827 | 310 905927827 PIPE:METALLIC,3 IN,5 FT A... | 310 905927827 PIPE:METALLIC,3 IN,5 FT AND 6-59/64 IN L | 2 | ALLRFPs\Saudi Energy\SEC RFPC001693421\downloaded-rfp\SEC RFPC001693421.xls
Saudi Energy | SEC RFPC001693421 | 901105157 | 320 901105157 DRIVER,PD,BLACK HEAT TREA... | 320 901105157 DRIVER,PD,BLACK HEAT TREATED ASTL,#VFD01 | 4 | ALLRFPs\Saudi Energy\SEC RFPC001693421\downloaded-rfp\SEC RFPC001693421.xls
Saudi Energy | SEC RFPC001693421 | 901212024 | 330 901212024 GAUGE,PRES,0 TO 1 BAR,100... | 330 901212024 GAUGE,PRES,0 TO 1 BAR,100MM DIAL,#P2584A | 6 | ALLRFPs\Saudi Energy\SEC RFPC001693421\downloaded-rfp\SEC RFPC001693421.xls
Saudi Energy | SEC RFPC001693421 | 905682833 | 340 905682833 SWITCH,LVL,SPDT,40 TO 70 ... | 340 905682833 SWITCH,LVL,SPDT,40 TO 70 DEG C,#TUBA | 12 | ALLRFPs\Saudi Energy\SEC RFPC001693421\downloaded-rfp\SEC RFPC001693421.xls
Saudi Energy | SEC RFPC001693421 | 905928809 | 350 905928809 MODULE:CONTROL,CPU MICROP... | 350 905928809 MODULE:CONTROL,CPU MICROPROCESSOR BASE,T | 8 | ALLRFPs\Saudi Energy\SEC RFPC001693421\downloaded-rfp\SEC RFPC001693421.xls
Saudi Energy | SEC RFPC001693421 | 905928811 | 360 905928811 MODULE:CONTROL,CPU MICROP... | 360 905928811 MODULE:CONTROL,CPU MICROPROCESSOR BASE,G | 8 | ALLRFPs\Saudi Energy\SEC RFPC001693421\downloaded-rfp\SEC RFPC001693421.xls
Saudi Energy | SEC RFPC001693421 | 900205571 | 370 900205571 FLOWMETER,FLUID VOLUME:DI... | 370 900205571 FLOWMETER,FLUID VOLUME:DIGITAL,100 TO 20 | 3 | ALLRFPs\Saudi Energy\SEC RFPC001693421\downloaded-rfp\SEC RFPC001693421.xls
Saudi Energy | SEC RFPC001693421 | 901208663 | 380 901208663 FLOWMETER:FLUID VOLUME,TU... | 380 901208663 FLOWMETER:FLUID VOLUME,TURBINE FLOW METE | 3 | ALLRFPs\Saudi Energy\SEC RFPC001693421\downloaded-rfp\SEC RFPC001693421.xls
Saudi Energy | SEC RFPC001693421 | 905941429 | 390 905941429 MODULE:CONTROL,REGULATOR,... | 390 905941429 MODULE:CONTROL,REGULATOR,AIR COMPRESSOR, | 2 | ALLRFPs\Saudi Energy\SEC RFPC001693421\downloaded-rfp\SEC RFPC001693421.xls
Saudi Energy | SEC RFPC001693421 | 901207014 | 400 901207014 KIT,SODIUM ANALYZER 9240,... | 400 901207014 KIT,SODIUM ANALYZER 9240, 9245 REPAIR | 32 | ALLRFPs\Saudi Energy\SEC RFPC001693421\downloaded-rfp\SEC RFPC001693421.xls
Saudi Energy | SEC RFPC001693421 | 905941849 | 410 905941849 RELAY:GP,600 VAC, 10 A,3N... | 410 905941849 RELAY:GP,600 VAC, 10 A,3NO1NC,230 VAC, 5 | 200 | ALLRFPs\Saudi Energy\SEC RFPC001693421\downloaded-rfp\SEC RFPC001693421.xls
Saudi Energy | SEC RFPC001693421 | 905650490 | 420 905650490 HOSE:REINFORCED,AIR,1-1/4... | 420 905650490 HOSE:REINFORCED,AIR,1-1/4 IN DIA X 2 FT | 6 | ALLRFPs\Saudi Energy\SEC RFPC001693421\downloaded-rfp\SEC RFPC001693421.xls
Saudi Energy | SEC RFPC001693421 | 905658637 | 430 905658637 ELBOW,CONDT,AL,1/2 IN,90 ... | 430 905658637 ELBOW,CONDT,AL,1/2 IN,90 DEG,SHORT RAD | 24 | ALLRFPs\Saudi Energy\SEC RFPC001693421\downloaded-rfp\SEC RFPC001693421.xls
Saudi Energy | SEC RFPC001693421 | 905658638 | 440 905658638 ELBOW,CONDT,STL,1/2 IN,90... | 440 905658638 ELBOW,CONDT,STL,1/2 IN,90 DEG,SHORT RAD | 15 | ALLRFPs\Saudi Energy\SEC RFPC001693421\downloaded-rfp\SEC RFPC001693421.xls
Saudi Energy | SEC RFPC001693421 | 905658639 | 450 905658639 ELBOW,CONDT,316 SSTL,1/2 ... | 450 905658639 ELBOW,CONDT,316 SSTL,1/2 IN,90 DEG,#302A | 2 | ALLRFPs\Saudi Energy\SEC RFPC001693421\downloaded-rfp\SEC RFPC001693421.xls
Saudi Energy | SEC RFPC001693421 | 905659477 | 460 905659477 WASHER,LOCK,STL,51.6 MM I... | 460 905659477 WASHER,LOCK,STL,51.6 MM ID,28.5 MM TH,#C | 140 | ALLRFPs\Saudi Energy\SEC RFPC001693421\downloaded-rfp\SEC RFPC001693421.xls
Saudi Energy | SEC RFPC001693421 | 901221362 | 470 901221362 VENT,FLUID:STEAM TRAP,SST... | 470 901221362 VENT,FLUID:STEAM TRAP,SSTL,DI 50,ASME | 10 | ALLRFPs\Saudi Energy\SEC RFPC001693421\downloaded-rfp\SEC RFPC001693421.xls
Saudi Energy | SEC RFPC001693421 | 905941398 | 480 905941398 MOD:OUT | 480 905941398 MOD:OUT | 1 | ALLRFPs\Saudi Energy\SEC RFPC001693421\downloaded-rfp\SEC RFPC001693421.xls
Saudi Energy | SEC RFPC001693421 | 901226000 | 490 901226000 MOD:CNTRL | 490 901226000 MOD:CNTRL | 2 | ALLRFPs\Saudi Energy\SEC RFPC001693421\downloaded-rfp\SEC RFPC001693421.xls
Saudi Energy | SEC RFPC001693421 | 901478403 | 500 901478403 ASSEMBLY,FIRE FIGHTING HO... | 500 901478403 ASSEMBLY,FIRE FIGHTING HOSE RACK ASSEMBL | 10 | ALLRFPs\Saudi Energy\SEC RFPC001693421\downloaded-rfp\SEC RFPC001693421.xls
Saudi Energy | SEC RFPC001693421 | 901226219 | 510 901226219 PLT:BULK NOUN | 510 901226219 PLT:BULK NOUN | 10 | ALLRFPs\Saudi Energy\SEC RFPC001693421\downloaded-rfp\SEC RFPC001693421.xls
Saudi Energy | SEC RFPC001693421 | 905784655 | 520 905784655 WASHER:THRUST,32 MM NOM,3... | 520 905784655 WASHER:THRUST,32 MM NOM,32 MM ID,60 MM O | 15 | ALLRFPs\Saudi Energy\SEC RFPC001693421\downloaded-rfp\SEC RFPC001693421.xls
Saudi Energy | SEC RFPC001693421 | 902008616 | 530 902008616 CABLE:IGNITION,(13 MM X 1... | 530 902008616 CABLE:IGNITION,(13 MM X 14 MM X 22 MM) D | 2 | ALLRFPs\Saudi Energy\SEC RFPC001693421\downloaded-rfp\SEC RFPC001693421.xls
Saudi Energy | SEC RFPC001693421 | 901105993 | 540 901105993 CONTACTOR:RELAY,600 VAC L... | 540 901105993 CONTACTOR:RELAY,600 VAC LINE,125 VDC COI | 8 | ALLRFPs\Saudi Energy\SEC RFPC001693421\downloaded-rfp\SEC RFPC001693421.xls
Saudi Energy | SEC RFPC001693421 | 901226386 | 550 901226386 TFMR:CNTRL | 550 901226386 TFMR:CNTRL | 2 | ALLRFPs\Saudi Energy\SEC RFPC001693421\downloaded-rfp\SEC RFPC001693421.xls
Saudi Energy | SEC RFPC001693421 | 909203878 | 560 909203878 SWITCH,PUSHBUTTON,KEY,NO,... | 560 909203878 SWITCH,PUSHBUTTON,KEY,NO,THREE,GREEN/RED | 12 | ALLRFPs\Saudi Energy\SEC RFPC001693421\downloaded-rfp\SEC RFPC001693421.xls
Saudi Energy | SEC RFPC001693421 | 901226375 | 570 901226375 SW:PUSHBUTTON,MANUAL,NO C... | 570 901226375 SW:PUSHBUTTON,MANUAL,NO CONTCT,THREE,RED | 12 | ALLRFPs\Saudi Energy\SEC RFPC001693421\downloaded-rfp\SEC RFPC001693421.xls
Saudi Energy | SEC RFPC001693421 | 902002154 | 580 902002154 BREAKER,CRCT,MC,600V,3 PO... | 580 902002154 BREAKER,CRCT,MC,600V,3 POLE,100A,#SELA36 | 6 | ALLRFPs\Saudi Energy\SEC RFPC001693421\downloaded-rfp\SEC RFPC001693421.xls
Saudi Energy | SEC RFPC001693421 | 901119373 | 590 901119373 UNIT,CO-CO2 GAS ANALYZER,... | 590 901119373 UNIT,CO-CO2 GAS ANALYZER,FILTER WHEEL HO | 4 | ALLRFPs\Saudi Energy\SEC RFPC001693421\downloaded-rfp\SEC RFPC001693421.xls
Saudi Energy | SEC RFPC001693421 | 901224737 | 600 901224737 SPACER:BULK NOUN | 600 901224737 SPACER:BULK NOUN | 16 | ALLRFPs\Saudi Energy\SEC RFPC001693421\downloaded-rfp\SEC RFPC001693421.xls
Saudi Energy | SEC RFPC001693421 | 901214625 | 610 901214625 WASHER,SEALING,#10TSIDEEN... | 610 901214625 WASHER,SEALING,#10TSIDEENCLOSURE | 16 | ALLRFPs\Saudi Energy\SEC RFPC001693421\downloaded-rfp\SEC RFPC001693421.xls
Saudi Energy | SEC RFPC001693421 | 905942669 | 620 905942669 ADAPTER,TUBE TO PIPE, STA... | 620 905942669 ADAPTER,TUBE TO PIPE, STARTING DEVICE, H | 30 | ALLRFPs\Saudi Energy\SEC RFPC001693421\downloaded-rfp\SEC RFPC001693421.xls
Saudi Energy | SEC RFPC001693421 | 902008785 | 630 902008785 CABLE:IGNITION,(6 MM X 8 ... | 630 902008785 CABLE:IGNITION,(6 MM X 8 MM X 13 MM) DIA | 6 | ALLRFPs\Saudi Energy\SEC RFPC001693421\downloaded-rfp\SEC RFPC001693421.xls
Saudi Energy | SEC RFPC001693421 | 906507235 | 640 906507235 BLOCK,CONTACT,AUXILIARY,M... | 640 906507235 BLOCK,CONTACT,AUXILIARY,MACHINE TOOL,36. | 150 | ALLRFPs\Saudi Energy\SEC RFPC001693421\downloaded-rfp\SEC RFPC001693421.xls
Saudi Energy | SEC RFPC001697854 | 902008769 | 10 902008769 CABLE:IGNITION,10 MM DIA ... | 10 902008769 CABLE:IGNITION,10 MM DIA X 8 M LG,RBR BR | 10 | ALLRFPs\Saudi Energy\SEC RFPC001697854\downloaded-rfp\SEC RFPC001697854.xls
Saudi Energy | SEC RFPC001698588 | 905901562 | 10 905901562 WIRE:THERMOCOUPLE,17.4 MM... | 10 905901562 WIRE:THERMOCOUPLE,17.4 MM DIA,10 M LG,SS | 20 | ALLRFPs\Saudi Energy\SEC RFPC001698588\downloaded-rfp\SEC RFPC001698588.xls
Saudi Energy | SEC RFPC001701138 | 902012983 | 10 902012983 MATERIAL,STRIP,SEAL,SYNTH... | 10 902012983 MATERIAL,STRIP,SEAL,SYNTHETIC RUBBER,1/4 | 10 | ALLRFPs\Saudi Energy\SEC RFPC001701138\downloaded-rfp\SEC RFPC001701138.xls
Saudi Energy | SEC RFPC001701163 | 905901562 | 10 905901562 WIRE:THERMOCOUPLE,17.4 MM... | 10 905901562 WIRE:THERMOCOUPLE,17.4 MM DIA,10 M LG,SS | 20 | ALLRFPs\Saudi Energy\SEC RFPC001701163\downloaded-rfp\SEC RFPC001701163.xls
Saudi Energy | SEC RFPC001712540 | 901105982 | 10 901105982 WASHER:THRUST,103MM NOM,6... | 10 901105982 WASHER:THRUST,103MM NOM,60MM ID,103MM OD | 24 | ALLRFPs\Saudi Energy\SEC RFPC001712540\downloaded-rfp\SEC RFPC001712540.xls
Saudi Energy | SEC RFPC001712540 | 905680756 | 20 905680756 RING,SEALING,31.3 MM ID X... | 20 905680756 RING,SEALING,31.3 MM ID X 41 MM OD X 6 M | 12 | ALLRFPs\Saudi Energy\SEC RFPC001712540\downloaded-rfp\SEC RFPC001712540.xls
Saudi Energy | SEC RFPC001712540 | 901225585 | 30 901225585 SPRTR:BULK NOUN | 30 901225585 SPRTR:BULK NOUN | 3 | ALLRFPs\Saudi Energy\SEC RFPC001712540\downloaded-rfp\SEC RFPC001712540.xls
Saudi Energy | SEC RFPC001712540 | 901225880 | 40 901225880 SPRTR:BULK NOUN | 40 901225880 SPRTR:BULK NOUN | 4 | ALLRFPs\Saudi Energy\SEC RFPC001712540\downloaded-rfp\SEC RFPC001712540.xls
Saudi Energy | SEC RFPC001718238 | 905681086 | 10 905681086 NUT,BRG LK,2 MM,#11MM3504... | 10 905681086 NUT,BRG LK,2 MM,#11MM35045POS92301 | 2 | ALLRFPs\Saudi Energy\SEC RFPC001718238\downloaded-rfp\SEC RFPC001718238.xls
Saudi Energy | SEC RFPC001718238 | 901206693 | 20 901206693 CONTACTOR,MTR,NEMA/IEC 1P... | 20 901206693 CONTACTOR,MTR,NEMA/IEC 1P,690 VAC LV,32 | 2 | ALLRFPs\Saudi Energy\SEC RFPC001718238\downloaded-rfp\SEC RFPC001718238.xls
Saudi Energy | SEC RFPC001718238 | 901212584 | 30 901212584 CABLE:IGNITION,5 M PER SE... | 30 901212584 CABLE:IGNITION,5 M PER SET,2 PERCENTAGE | 14 | ALLRFPs\Saudi Energy\SEC RFPC001718238\downloaded-rfp\SEC RFPC001718238.xls
Saudi Energy | SEC RFPC001718238 | 901212725 | 40 901212725 CONTACT:AUXILIARY,1 NO/NC... | 40 901212725 CONTACT:AUXILIARY,1 NO/NC AUX CONTACT,32 | 2 | ALLRFPs\Saudi Energy\SEC RFPC001718238\downloaded-rfp\SEC RFPC001718238.xls
Saudi Energy | SEC RFPC001718238 | 901212737 | 50 901212737 CONTACT:AUXILIARY,1 NO,0.... | 50 901212737 CONTACT:AUXILIARY,1 NO,0.15A A,120V AC/3 | 3 | ALLRFPs\Saudi Energy\SEC RFPC001718238\downloaded-rfp\SEC RFPC001718238.xls
Saudi Energy | SEC RFPC001718238 | 901213856 | 60 901213856 SLEEVE,C17SX07AA,48 MM ID... | 60 901213856 SLEEVE,C17SX07AA,48 MM ID X 80 MM OD X 1 | 4 | ALLRFPs\Saudi Energy\SEC RFPC001718238\downloaded-rfp\SEC RFPC001718238.xls
Saudi Energy | SEC RFPC001718238 | 901214464 | 70 901214464 YOKE,RECTRACTABLE SOOTBLO... | 70 901214464 YOKE,RECTRACTABLE SOOTBLOWER,19 MM WD X | 2 | ALLRFPs\Saudi Energy\SEC RFPC001718238\downloaded-rfp\SEC RFPC001718238.xls
Saudi Energy | SEC RFPC001718238 | 905542598 | 80 905542598 SLEEVE,JOINT,216 MM ID X ... | 80 905542598 SLEEVE,JOINT,216 MM ID X 240 MM OD X 30 | 10 | ALLRFPs\Saudi Energy\SEC RFPC001718238\downloaded-rfp\SEC RFPC001718238.xls
Saudi Energy | SEC RFPC001718238 | 905639275 | 90 905639275 SHEET:NON-METALLIC,GASKET... | 90 905639275 SHEET:NON-METALLIC,GASKET,1 M WD,1 M AND | 28 | ALLRFPs\Saudi Energy\SEC RFPC001718238\downloaded-rfp\SEC RFPC001718238.xls
Saudi Energy | SEC RFPC001718238 | 909205660 | 100 909205660 SWITCH,PRES,2 SPDT,1/2 IN... | 100 909205660 SWITCH,PRES,2 SPDT,1/2 IN NPTM,#P9532B3E | 1 | ALLRFPs\Saudi Energy\SEC RFPC001718238\downloaded-rfp\SEC RFPC001718238.xls
Saudi Energy | SEC RFPC001718238 | 901113540 | 110 901113540 BOARD,PC,POWER CARD,#1606... | 110 901113540 BOARD,PC,POWER CARD,#1606XLE240E | 3 | ALLRFPs\Saudi Energy\SEC RFPC001718238\downloaded-rfp\SEC RFPC001718238.xls
Saudi Energy | SEC RFPC001718238 | 901207760 | 120 901207760 BLOCK,TERMINAL,8.1 MM WD ... | 120 901207760 BLOCK,TERMINAL,8.1 MM WD X 58 MM HT X 43 | 20 | ALLRFPs\Saudi Energy\SEC RFPC001718238\downloaded-rfp\SEC RFPC001718238.xls
Saudi Energy | SEC RFPC001718238 | 901208213 | 130 901208213 CIRCUIT:INPUT,LOCAL REMOT... | 130 901208213 CIRCUIT:INPUT,LOCAL REMOTE CONTROL,ELECT | 2 | ALLRFPs\Saudi Energy\SEC RFPC001718238\downloaded-rfp\SEC RFPC001718238.xls
Saudi Energy | SEC RFPC001718238 | 901208371 | 140 901208371 SCREEN:FILTERING,DN40,40 ... | 140 901208371 SCREEN:FILTERING,DN40,40 MESH MESH,0.2 M | 92 | ALLRFPs\Saudi Energy\SEC RFPC001718238\downloaded-rfp\SEC RFPC001718238.xls
Saudi Energy | SEC RFPC001718238 | 901218961 | 150 901218961 POWER SUPPLY:SWITCHED-MOD... | 150 901218961 POWER SUPPLY:SWITCHED-MODE,100 TO 240 VA | 8 | ALLRFPs\Saudi Energy\SEC RFPC001718238\downloaded-rfp\SEC RFPC001718238.xls
Saudi Energy | SEC RFPC001718238 | 901219933 | 160 901219933 BLOCK,BULK NOUN:PA 66,TER... | 160 901219933 BLOCK,BULK NOUN:PA 66,TERMINAL,DISTRIBUT | 6 | ALLRFPs\Saudi Energy\SEC RFPC001718238\downloaded-rfp\SEC RFPC001718238.xls
Saudi Energy | SEC RFPC001718238 | 901219935 | 170 901219935 BLOCK,BULK NOUN:PA 66,TER... | 170 901219935 BLOCK,BULK NOUN:PA 66,TERMINAL,DISTRIBUT | 6 | ALLRFPs\Saudi Energy\SEC RFPC001718238\downloaded-rfp\SEC RFPC001718238.xls
Saudi Energy | SEC RFPC001718238 | 901219936 | 180 901219936 BLOCK,BULK NOUN:PA 66,TER... | 180 901219936 BLOCK,BULK NOUN:PA 66,TERMINAL,DISTRIBUT | 6 | ALLRFPs\Saudi Energy\SEC RFPC001718238\downloaded-rfp\SEC RFPC001718238.xls
Saudi Energy | SEC RFPC001718238 | 901219940 | 190 901219940 BLOCK,BULK NOUN:PA 66,TER... | 190 901219940 BLOCK,BULK NOUN:PA 66,TERMINAL,DISTRIBUT | 6 | ALLRFPs\Saudi Energy\SEC RFPC001718238\downloaded-rfp\SEC RFPC001718238.xls
Saudi Energy | SEC RFPC001718238 | 901219941 | 200 901219941 BLOCK,BULK NOUN:PA 66,TER... | 200 901219941 BLOCK,BULK NOUN:PA 66,TERMINAL,DISTRIBUT | 6 | ALLRFPs\Saudi Energy\SEC RFPC001718238\downloaded-rfp\SEC RFPC001718238.xls
Saudi Energy | SEC RFPC001718238 | 901219942 | 210 901219942 BLOCK,BULK NOUN:PA 66,TER... | 210 901219942 BLOCK,BULK NOUN:PA 66,TERMINAL,DISTRIBUT | 6 | ALLRFPs\Saudi Energy\SEC RFPC001718238\downloaded-rfp\SEC RFPC001718238.xls
Saudi Energy | SEC RFPC001718238 | 901222480 | 220 901222480 POWER SUPPLY,SWITCHED-MOD... | 220 901222480 POWER SUPPLY,SWITCHED-MODE:12 TO 24V DC, | 5 | ALLRFPs\Saudi Energy\SEC RFPC001718238\downloaded-rfp\SEC RFPC001718238.xls
Saudi Energy | SEC RFPC001718238 | 905934517 | 230 905934517 POWER SUPPLY:SWITCHED-MOD... | 230 905934517 POWER SUPPLY:SWITCHED-MODE,100-240 V AC, | 12 | ALLRFPs\Saudi Energy\SEC RFPC001718238\downloaded-rfp\SEC RFPC001718238.xls
Saudi Energy | SEC RFPC001718238 | 909104831 | 240 909104831 BOARD,PC,SOLID STATE MOTO... | 240 909104831 BOARD,PC,SOLID STATE MOTOR REVERSER,#Z10 | 8 | ALLRFPs\Saudi Energy\SEC RFPC001718238\downloaded-rfp\SEC RFPC001718238.xls
Saudi Energy | SEC RFPC001718238 | 909106692 | 250 909106692 FLOWMETER:FLUID FLOW,LIQU... | 250 909106692 FLOWMETER:FLUID FLOW,LIQUID TURBINE FLOW | 36 | ALLRFPs\Saudi Energy\SEC RFPC001718238\downloaded-rfp\SEC RFPC001718238.xls
Saudi Energy | SEC RFPC001724003 | 901235424 | 10 901235424 CABLE:IGNITION,10 M LG,RB... | 10 901235424 CABLE:IGNITION,10 M LG,RBR BRAIDED STL,S | 2 | ALLRFPs\Saudi Energy\SEC RFPC001724003\downloaded-rfp\SEC RFPC001724003.xls
Saudi Energy | SEC RFPC001724003 | 901231554 | 20 901231554 NUT,LOCK,48 MM DIA,2MM,SE... | 20 901231554 NUT,LOCK,48 MM DIA,2MM,SELF LOCKING LK | 1 | ALLRFPs\Saudi Energy\SEC RFPC001724003\downloaded-rfp\SEC RFPC001724003.xls
Saudi Energy | SEC RFPC001738240 | 902012003 | 10 902012003 GASKET,COMBUSTION CHAMBER... | 10 902012003 GASKET,COMBUSTION CHAMBER,SPIRAL WOUND,R | 72 | ALLRFPs\Saudi Energy\SEC RFPC001738240\downloaded-rfp\SEC RFPC001738240.xls
Saudi Energy | SEC RFPC001738240 | 902012059 | 20 902012059 GASKET,PIPING ARRANGEMENT... | 20 902012059 GASKET,PIPING ARRANGEMENT,SPIRAL WOUND,F | 40 | ALLRFPs\Saudi Energy\SEC RFPC001738240\downloaded-rfp\SEC RFPC001738240.xls
Saudi Energy | SEC RFPC001738240 | 905897263 | 30 905897263 TUBE:CROSS-FIRE,51 MM ID ... | 30 905897263 TUBE:CROSS-FIRE,51 MM ID X (57 MM X 72 M | 40 | ALLRFPs\Saudi Energy\SEC RFPC001738240\downloaded-rfp\SEC RFPC001738240.xls
Saudi Energy | SEC RFPC001738240 | 905897266 | 40 905897266 RETAINER,CROSSFIRE TUBE,C... | 40 905897266 RETAINER,CROSSFIRE TUBE,COMBUSTION CHAMB | 30 | ALLRFPs\Saudi Energy\SEC RFPC001738240\downloaded-rfp\SEC RFPC001738240.xls
Saudi Energy | SEC RFPC001738240 | 902000366 | 50 902000366 SCREW,CAP,ASTL QUENCHED A... | 50 902000366 SCREW,CAP,ASTL QUENCHED AND TEMPERED,#N1 | 498 | ALLRFPs\Saudi Energy\SEC RFPC001738240\downloaded-rfp\SEC RFPC001738240.xls
Saudi Energy | SEC RFPC001738240 | 901019070 | 60 901019070 GASKET,FUEL NOFUEL NOZZL,... | 60 901019070 GASKET,FUEL NOFUEL NOZZL,SPIRAL WOUND,7- | 130 | ALLRFPs\Saudi Energy\SEC RFPC001738240\downloaded-rfp\SEC RFPC001738240.xls
Saudi Energy | SEC RFPC001738240 | 905897049 | 70 905897049 SUPPORT,TRANSITION PIECE,... | 70 905897049 SUPPORT,TRANSITION PIECE,SSTL,170 MM WD | 30 | ALLRFPs\Saudi Energy\SEC RFPC001738240\downloaded-rfp\SEC RFPC001738240.xls
Saudi Energy | SEC RFPC001738240 | 902012160 | 80 902012160 GASKET,PIPING ARRANGEMENT... | 80 902012160 GASKET,PIPING ARRANGEMENT,SPIRAL WOUND,2 | 78 | ALLRFPs\Saudi Energy\SEC RFPC001738240\downloaded-rfp\SEC RFPC001738240.xls
Saudi Energy | SEC RFPC001738240 | 905941060 | 90 905941060 BOLT,SHLDR,SSTL,5/8 IN DI... | 90 905941060 BOLT,SHLDR,SSTL,5/8 IN DIA,1-1/2 IN LG | 120 | ALLRFPs\Saudi Energy\SEC RFPC001738240\downloaded-rfp\SEC RFPC001738240.xls
Saudi Energy | SEC RFPC001740962 | 905682450 | 10 905682450 SCREW,CAP,MONEL 400,0.625... | 10 905682450 SCREW,CAP,MONEL 400,0.625 IN DIA,#RL8228 | 3 | ALLRFPs\Saudi Energy\SEC RFPC001740962\downloaded-rfp\SEC RFPC001740962.xls
Saudi Energy | SEC RFPC001740962 | 905682466 | 20 905682466 KEY:SHAFT,SQUARE ENDS,0.3... | 20 905682466 KEY:SHAFT,SQUARE ENDS,0.38 IN WD X 2.69 | 3 | ALLRFPs\Saudi Energy\SEC RFPC001740962\downloaded-rfp\SEC RFPC001740962.xls
Saudi Energy | SEC RFPC001740962 | 905682515 | 30 905682515 SCREW,CAP,MONEL 400,0.75 ... | 30 905682515 SCREW,CAP,MONEL 400,0.75 IN DIA,10 UNC | 3 | ALLRFPs\Saudi Energy\SEC RFPC001740962\downloaded-rfp\SEC RFPC001740962.xls
Saudi Energy | SEC RFPC001740962 | 905939412 | 40 905939412 SLEEVE,SHAFT, PUMP,1.25 I... | 40 905939412 SLEEVE,SHAFT, PUMP,1.25 IN ID X 1.50 IN | 2 | ALLRFPs\Saudi Energy\SEC RFPC001740962\downloaded-rfp\SEC RFPC001740962.xls
Saudi Energy | SEC RFPC001740962 | 901222337 | 50 901222337 KIT,BULK NOUN:BUSH ,BEARI... | 50 901222337 KIT,BULK NOUN:BUSH ,BEARING ,BUSHING ACC | 3 | ALLRFPs\Saudi Energy\SEC RFPC001740962\downloaded-rfp\SEC RFPC001740962.xls
Saudi Energy | SEC RFPC001740962 | 901220095 | 60 901220095 TUBE,BOILER, BEND,ASME SA... | 60 901220095 TUBE,BOILER, BEND,ASME SA 210GRC,#HP8460 | 2 | ALLRFPs\Saudi Energy\SEC RFPC001740962\downloaded-rfp\SEC RFPC001740962.xls
Saudi Energy | SEC RFPC001740962 | 902019026 | 70 902019026 ASSEMBLY,COMPRESSOR CASIN... | 70 902019026 ASSEMBLY,COMPRESSOR CASING & ROTOR,GAS T | 3 | ALLRFPs\Saudi Energy\SEC RFPC001740962\downloaded-rfp\SEC RFPC001740962.xls
Saudi Energy | SEC RFPC001740962 | 901215043 | 80 901215043 RING,SEAL OIL,STL | 80 901215043 RING,SEAL OIL,STL | 2 | ALLRFPs\Saudi Energy\SEC RFPC001740962\downloaded-rfp\SEC RFPC001740962.xls
Saudi Energy | SEC RFPC001740962 | 901213295 | 90 901213295 ASSEMBLY,GLAND STEAM COND... | 90 901213295 ASSEMBLY,GLAND STEAM CONDENSER,FAN ASSEM | 3 | ALLRFPs\Saudi Energy\SEC RFPC001740962\downloaded-rfp\SEC RFPC001740962.xls
Saudi Energy | SEC RFPC001740962 | 905691350 | 100 905691350 COUPLING,SHAFT,CSTL,60 MM... | 100 905691350 COUPLING,SHAFT,CSTL,60 MM X 80 MM BORE | 3 | ALLRFPs\Saudi Energy\SEC RFPC001740962\downloaded-rfp\SEC RFPC001740962.xls
Saudi Energy | SEC RFPC001740962 | 902206119 | 110 902206119 COUPLING,SHAFT,#P00005087... | 110 902206119 COUPLING,SHAFT,#P0000508700 | 3 | ALLRFPs\Saudi Energy\SEC RFPC001740962\downloaded-rfp\SEC RFPC001740962.xls
Saudi Energy | SEC RFPC001740962 | 901208686 | 120 901208686 COUPLING,SHAFT,#P9RX07557... | 120 901208686 COUPLING,SHAFT,#P9RX0755701911POS142 | 1 | ALLRFPs\Saudi Energy\SEC RFPC001740962\downloaded-rfp\SEC RFPC001740962.xls
Saudi Energy | SEC RFPC001740962 | 901222028 | 130 901222028 KIT,GENERATOR, SIEMENS | 130 901222028 KIT,GENERATOR, SIEMENS | 2 | ALLRFPs\Saudi Energy\SEC RFPC001740962\downloaded-rfp\SEC RFPC001740962.xls
Saudi Energy | SEC RFPC001740962 | 901204198 | 140 901204198 ASSEMBLY,AIR PREHEATER SO... | 140 901204198 ASSEMBLY,AIR PREHEATER SOOT BLOWER,LANCE | 2 | ALLRFPs\Saudi Energy\SEC RFPC001740962\downloaded-rfp\SEC RFPC001740962.xls
Saudi Energy | SEC RFPC001740962 | 905691382 | 150 905691382 COUPLING,SHAFT,STL,210 MM... | 150 905691382 COUPLING,SHAFT,STL,210 MM BORE,330 MM OD | 1 | ALLRFPs\Saudi Energy\SEC RFPC001740962\downloaded-rfp\SEC RFPC001740962.xls
Saudi Energy | SEC RFPC001740962 | 901225292 | 160 901225292 SEAL:BULK NOUN | 160 901225292 SEAL:BULK NOUN | 4 | ALLRFPs\Saudi Energy\SEC RFPC001740962\downloaded-rfp\SEC RFPC001740962.xls
Saudi Energy | SEC RFPC001740962 | 901324197 | 170 901324197 RING,BFP BOOSTER PUMP , L... | 170 901324197 RING,BFP BOOSTER PUMP , LABYRINTH RING,7 | 48 | ALLRFPs\Saudi Energy\SEC RFPC001740962\downloaded-rfp\SEC RFPC001740962.xls
Saudi Energy | SEC RFPC001740962 | 902507025 | 180 902507025 ELEMENT,FLTR,PLST,#14F13A... | 180 902507025 ELEMENT,FLTR,PLST,#14F13AB | 10 | ALLRFPs\Saudi Energy\SEC RFPC001740962\downloaded-rfp\SEC RFPC001740962.xls
Saudi Energy | SEC RFPC001740962 | 901119250 | 190 901119250 BUFFER,MECHANICAL: | 190 901119250 BUFFER,MECHANICAL: | 5 | ALLRFPs\Saudi Energy\SEC RFPC001740962\downloaded-rfp\SEC RFPC001740962.xls
Saudi Energy | SEC RFPC001740962 | 902008346 | 200 902008346 PROXIMITOR,200 MV/MIL(8 V... | 200 902008346 PROXIMITOR,200 MV/MIL(8 V/MM),#1874504 | 3 | ALLRFPs\Saudi Energy\SEC RFPC001740962\downloaded-rfp\SEC RFPC001740962.xls
Saudi Energy | SEC RFPC001740962 | 901224643 | 210 901224643 FTNG:BULK NOUN | 210 901224643 FTNG:BULK NOUN | 30 | ALLRFPs\Saudi Energy\SEC RFPC001740962\downloaded-rfp\SEC RFPC001740962.xls
Saudi Energy | SEC RFPC001740962 | 901212049 | 220 901212049 TOOL,LOCK RING SPANNER,HU... | 220 901212049 TOOL,LOCK RING SPANNER,HUMMARING POWER,2 | 4 | ALLRFPs\Saudi Energy\SEC RFPC001740962\downloaded-rfp\SEC RFPC001740962.xls
Saudi Energy | SEC RFPC001740962 | 901225509 | 230 901225509 MOD:CNTRL | 230 901225509 MOD:CNTRL | 4 | ALLRFPs\Saudi Energy\SEC RFPC001740962\downloaded-rfp\SEC RFPC001740962.xls
Saudi Energy | SEC RFPC001740962 | 901403955 | 240 901403955 GASKET,FGD SUPPLIMENTERY ... | 240 901403955 GASKET,FGD SUPPLIMENTERY PUMP DISCHARGE | 2 | ALLRFPs\Saudi Energy\SEC RFPC001740962\downloaded-rfp\SEC RFPC001740962.xls
Saudi Energy | SEC RFPC001740962 | 905928182 | 250 905928182 SEAL,MECHANICAL,CARTRIDGE... | 250 905928182 SEAL,MECHANICAL,CARTRIDGE,SINGLE,UNBALAN | 4 | ALLRFPs\Saudi Energy\SEC RFPC001740962\downloaded-rfp\SEC RFPC001740962.xls
Saudi Energy | SEC RFPC001740962 | 905838470 | 260 905838470 SEAL,MECHANICAL,COMPONENT... | 260 905838470 SEAL,MECHANICAL,COMPONENT,DOUBLE,UNBALAN | 4 | ALLRFPs\Saudi Energy\SEC RFPC001740962\downloaded-rfp\SEC RFPC001740962.xls
Saudi Energy | SEC RFPC001740962 | 901223932 | 270 901223932 RING,BULK NOUN:SSTL,BSDG,... | 270 901223932 RING,BULK NOUN:SSTL,BSDG,250 X 350 MM,AS | 6 | ALLRFPs\Saudi Energy\SEC RFPC001740962\downloaded-rfp\SEC RFPC001740962.xls
Saudi Energy | SEC RFPC001740962 | 901219343 | 280 901219343 GAUGE,PRES,0 TO 140 BAR,4... | 280 901219343 GAUGE,PRES,0 TO 140 BAR,41/2 IN DIAL,#M9 | 16 | ALLRFPs\Saudi Energy\SEC RFPC001740962\downloaded-rfp\SEC RFPC001740962.xls
Saudi Energy | SEC RFPC001740962 | 901148162 | 290 901148162 TOOTH,BLUNT: | 290 901148162 TOOTH,BLUNT: | 2 | ALLRFPs\Saudi Energy\SEC RFPC001740962\downloaded-rfp\SEC RFPC001740962.xls
Saudi Energy | SEC RFPC001740962 | 901148164 | 300 901148164 TOOTH,BLUNT: | 300 901148164 TOOTH,BLUNT: | 2 | ALLRFPs\Saudi Energy\SEC RFPC001740962\downloaded-rfp\SEC RFPC001740962.xls
Saudi Energy | SEC RFPC001740962 | 901148165 | 310 901148165 TOOTH,BLUNT: | 310 901148165 TOOTH,BLUNT: | 2 | ALLRFPs\Saudi Energy\SEC RFPC001740962\downloaded-rfp\SEC RFPC001740962.xls
Saudi Energy | SEC RFPC001740962 | 905922579 | 320 905922579 ELEMENT,FILTER,AIR,285 MM... | 320 905922579 ELEMENT,FILTER,AIR,285 MM WD X 260 MM LG | 7 | ALLRFPs\Saudi Energy\SEC RFPC001740962\downloaded-rfp\SEC RFPC001740962.xls
Saudi Energy | SEC RFPC001740962 | 906503186 | 330 906503186 RELAY,TIME DELAY,0.05 SEC... | 330 906503186 RELAY,TIME DELAY,0.05 SECOND TO 100 HOUR | 3 | ALLRFPs\Saudi Energy\SEC RFPC001740962\downloaded-rfp\SEC RFPC001740962.xls
Saudi Energy | SEC RFPC001740962 | 901221695 | 340 901221695 CABLE,ELEC,CU,XLPE,120SQM... | 340 901221695 CABLE,ELEC,CU,XLPE,120SQMM,#19900604 | 500 | ALLRFPs\Saudi Energy\SEC RFPC001740962\downloaded-rfp\SEC RFPC001740962.xls
Saudi Energy | SEC RFPC001740962 | 302800973 | 350 302800973 MODULE:INPUT/OUTPUT (I/O)... | 350 302800973 MODULE:INPUT/OUTPUT (I/O),CONTACT IN,DCS | 12 | ALLRFPs\Saudi Energy\SEC RFPC001740962\downloaded-rfp\SEC RFPC001740962.xls
Saudi Energy | SEC RFPC001740962 | 902204969 | 360 902204969 BEARING:PLAIN,THRUST,SEGM... | 360 902204969 BEARING:PLAIN,THRUST,SEGMENTED,178 MM ID | 2 | ALLRFPs\Saudi Energy\SEC RFPC001740962\downloaded-rfp\SEC RFPC001740962.xls
Saudi Energy | SEC RFPC001740962 | 901225459 | 370 901225459 FAN:AXIAL FLOW | 370 901225459 FAN:AXIAL FLOW | 15 | ALLRFPs\Saudi Energy\SEC RFPC001740962\downloaded-rfp\SEC RFPC001740962.xls
Saudi Energy | SEC RFPC001740962 | 901364972 | 380 901364972 REGULATOR,PRES,316 STAINL... | 380 901364972 REGULATOR,PRES,316 STAINLESS STEEL,#CS22 | 3 | ALLRFPs\Saudi Energy\SEC RFPC001740962\downloaded-rfp\SEC RFPC001740962.xls
Saudi Energy | SEC RFPC001740962 | 901220053 | 390 901220053 SHIELD,BULK NOUN:STEEL,SH... | 390 901220053 SHIELD,BULK NOUN:STEEL,SHIELDING M12,50 | 2 | ALLRFPs\Saudi Energy\SEC RFPC001740962\downloaded-rfp\SEC RFPC001740962.xls
Saudi Energy | SEC RFPC001740962 | 901425832 | 400 901425832 FITTING,BULK NOUN: | 400 901425832 FITTING,BULK NOUN: | 20 | ALLRFPs\Saudi Energy\SEC RFPC001740962\downloaded-rfp\SEC RFPC001740962.xls
Saudi Energy | SEC RFPC001740962 | 902001225 | 410 902001225 PIN,DOWEL,12 MM DIA,18 MM... | 410 902001225 PIN,DOWEL,12 MM DIA,18 MM LG,ZINC COATED | 4 | ALLRFPs\Saudi Energy\SEC RFPC001740962\downloaded-rfp\SEC RFPC001740962.xls
Saudi Energy | SEC RFPC001740962 | 901200372 | 420 901200372 PLATE,HYDRAZINE FEED PUMP... | 420 901200372 PLATE,HYDRAZINE FEED PUMP,STEEL | 3 | ALLRFPs\Saudi Energy\SEC RFPC001740962\downloaded-rfp\SEC RFPC001740962.xls
Saudi Energy | SEC RFPC001740962 | 905654052 | 430 905654052 PLATE,RETAINING,AIR COMPR... | 430 905654052 PLATE,RETAINING,AIR COMPRESSOR,54 MM ID | 8 | ALLRFPs\Saudi Energy\SEC RFPC001740962\downloaded-rfp\SEC RFPC001740962.xls
Saudi Energy | SEC RFPC001740962 | 901200388 | 440 901200388 SCREW,CAP,STL,0.4375 INCH... | 440 901200388 SCREW,CAP,STL,0.4375 INCH DIA,14,#405001 | 28 | ALLRFPs\Saudi Energy\SEC RFPC001740962\downloaded-rfp\SEC RFPC001740962.xls
Saudi Energy | SEC RFPC001740962 | 901200394 | 450 901200394 SCREW,CAP,STL,0.4375 INCH... | 450 901200394 SCREW,CAP,STL,0.4375 INCH DIA,14,#405001 | 28 | ALLRFPs\Saudi Energy\SEC RFPC001740962\downloaded-rfp\SEC RFPC001740962.xls
Saudi Energy | SEC RFPC001740962 | 901200395 | 460 901200395 SCREW,CAP,STL,0.3125 INCH... | 460 901200395 SCREW,CAP,STL,0.3125 INCH DIA,18,#405001 | 24 | ALLRFPs\Saudi Energy\SEC RFPC001740962\downloaded-rfp\SEC RFPC001740962.xls
Saudi Energy | SEC RFPC001740962 | 901200403 | 470 901200403 SCREW,CAP,SSTL,0.4375 INC... | 470 901200403 SCREW,CAP,SSTL,0.4375 INCH DIA,14,#40500 | 30 | ALLRFPs\Saudi Energy\SEC RFPC001740962\downloaded-rfp\SEC RFPC001740962.xls
Saudi Energy | SEC RFPC001740962 | 901204145 | 480 901204145 SCREW,CAP,CSTL,M30 DIA,1.... | 480 901204145 SCREW,CAP,CSTL,M30 DIA,1.5 MM,#PB0000000 | 60 | ALLRFPs\Saudi Energy\SEC RFPC001740962\downloaded-rfp\SEC RFPC001740962.xls
Saudi Energy | SEC RFPC001740962 | 901204178 | 490 901204178 SCREW,CAP,BLACK STL,8 MM ... | 490 901204178 SCREW,CAP,BLACK STL,8 MM DIA,1 MM,#PB000 | 648 | ALLRFPs\Saudi Energy\SEC RFPC001740962\downloaded-rfp\SEC RFPC001740962.xls
Saudi Energy | SEC RFPC001740962 | 905686440 | 500 905686440 SCREW,CAP,ASTL,8 MM DIA,1... | 500 905686440 SCREW,CAP,ASTL,8 MM DIA,1.25 MM,30MM LG | 24 | ALLRFPs\Saudi Energy\SEC RFPC001740962\downloaded-rfp\SEC RFPC001740962.xls
Saudi Energy | SEC RFPC001740962 | 905686783 | 510 905686783 SCREW,CAP,STL,3.95 MM DIA... | 510 905686783 SCREW,CAP,STL,3.95 MM DIA,12 G,32MM LG | 6 | ALLRFPs\Saudi Energy\SEC RFPC001740962\downloaded-rfp\SEC RFPC001740962.xls
Saudi Energy | SEC RFPC001740962 | 901225541 | 520 901225541 ELECTRODE:BULK NOUN | 520 901225541 ELECTRODE:BULK NOUN | 25 | ALLRFPs\Saudi Energy\SEC RFPC001740962\downloaded-rfp\SEC RFPC001740962.xls
Saudi Energy | SEC RFPC001740962 | 905941881 | 530 905941881 BEARING:PLAIN,THRUST,SEGM... | 530 905941881 BEARING:PLAIN,THRUST,SEGMENTED,12.598 IN | 2 | ALLRFPs\Saudi Energy\SEC RFPC001740962\downloaded-rfp\SEC RFPC001740962.xls
Saudi Energy | SEC RFPC001740962 | 901225516 | 540 901225516 FR:BULK NOUN | 540 901225516 FR:BULK NOUN | 3 | ALLRFPs\Saudi Energy\SEC RFPC001740962\downloaded-rfp\SEC RFPC001740962.xls
Saudi Energy | SEC RFPC001740962 | 905649852 | 550 905649852 SLEEVE,SHAFT, PUMP,57 MM ... | 550 905649852 SLEEVE,SHAFT, PUMP,57 MM ID X 65 MM OD X | 2 | ALLRFPs\Saudi Energy\SEC RFPC001740962\downloaded-rfp\SEC RFPC001740962.xls
Saudi Energy | SEC RFPC001740962 | 901112846 | 560 901112846 DIODE:RECTIFIER,100 W,400... | 560 901112846 DIODE:RECTIFIER,100 W,400 V DC,1 A A,PLU | 7 | ALLRFPs\Saudi Energy\SEC RFPC001740962\downloaded-rfp\SEC RFPC001740962.xls
Saudi Energy | SEC RFPC001740962 | 905566436 | 570 905566436 BRUSH,ELEC,EARTHING,CRBN,... | 570 905566436 BRUSH,ELEC,EARTHING,CRBN,#1679HTD602 | 30 | ALLRFPs\Saudi Energy\SEC RFPC001740962\downloaded-rfp\SEC RFPC001740962.xls
Saudi Energy | SEC RFPC001740962 | 901216377 | 580 901216377 ASSEMBLY,AERATION FAN,FAN... | 580 901216377 ASSEMBLY,AERATION FAN,FAN, HOUSING, MOTO | 1 | ALLRFPs\Saudi Energy\SEC RFPC001740962\downloaded-rfp\SEC RFPC001740962.xls
Saudi Energy | SEC RFPC001740962 | 901216378 | 590 901216378 ASSEMBLY,AERATION FAN,PUM... | 590 901216378 ASSEMBLY,AERATION FAN,PUMP, COUPLING, MO | 1 | ALLRFPs\Saudi Energy\SEC RFPC001740962\downloaded-rfp\SEC RFPC001740962.xls
Saudi Energy | SEC RFPC001740962 | 905690957 | 600 905690957 ASSEMBLY,AERATION FAN - S... | 600 905690957 ASSEMBLY,AERATION FAN - SEAWATER FGD SYS | 1 | ALLRFPs\Saudi Energy\SEC RFPC001740962\downloaded-rfp\SEC RFPC001740962.xls
Saudi Energy | SEC RFPC001740962 | 901215621 | 610 901215621 BEARING:PLAIN,SPLIT,JOURN... | 610 901215621 BEARING:PLAIN,SPLIT,JOURNAL,140 MM ID X | 4 | ALLRFPs\Saudi Energy\SEC RFPC001740962\downloaded-rfp\SEC RFPC001740962.xls
Saudi Energy | SEC RFPC001740962 | 902204759 | 620 902204759 BEARING:PLAIN,THRUST,SEGM... | 620 902204759 BEARING:PLAIN,THRUST,SEGMENTED,94 MM ID | 2 | ALLRFPs\Saudi Energy\SEC RFPC001740962\downloaded-rfp\SEC RFPC001740962.xls
Saudi Energy | SEC RFPC001740962 | 901331734 | 630 901331734 BUSHING,MAIN TURBINE VALV... | 630 901331734 BUSHING,MAIN TURBINE VALVE, STEAM TURBIN | 2 | ALLRFPs\Saudi Energy\SEC RFPC001740962\downloaded-rfp\SEC RFPC001740962.xls
Saudi Energy | SEC RFPC001740962 | 902206509 | 640 902206509 PLUG, | 640 902206509 PLUG, | 2 | ALLRFPs\Saudi Energy\SEC RFPC001740962\downloaded-rfp\SEC RFPC001740962.xls
Saudi Energy | SEC RFPC001740962 | 902206568 | 650 902206568 PLUG, | 650 902206568 PLUG, | 2 | ALLRFPs\Saudi Energy\SEC RFPC001740962\downloaded-rfp\SEC RFPC001740962.xls
Saudi Energy | SEC RFPC001740962 | 901224862 | 660 901224862 TANK:LIQ | 660 901224862 TANK:LIQ | 1 | ALLRFPs\Saudi Energy\SEC RFPC001740962\downloaded-rfp\SEC RFPC001740962.xls
Saudi Energy | SEC RFPC001740962 | 901205887 | 670 901205887 SLEEVE,SHAFT,ASTM A276 41... | 670 901205887 SLEEVE,SHAFT,ASTM A276 410-T,#KA1648CEP1 | 4 | ALLRFPs\Saudi Energy\SEC RFPC001740962\downloaded-rfp\SEC RFPC001740962.xls
Saudi Energy | SEC RFPC001740962 | 901205888 | 680 901205888 SLEEVE,SHAFT,ASTM A276 41... | 680 901205888 SLEEVE,SHAFT,ASTM A276 410-T,#KA1648CEP1 | 4 | ALLRFPs\Saudi Energy\SEC RFPC001740962\downloaded-rfp\SEC RFPC001740962.xls
Saudi Energy | SEC RFPC001740962 | 901205889 | 690 901205889 SLEEVE,SHAFT,ASTM A276 41... | 690 901205889 SLEEVE,SHAFT,ASTM A276 410-T,#KA1648CEP1 | 4 | ALLRFPs\Saudi Energy\SEC RFPC001740962\downloaded-rfp\SEC RFPC001740962.xls
Saudi Energy | SEC RFPC001740962 | 901202525 | 700 901202525 RING,IMPELLER WEAR,9.2 MM... | 700 901202525 RING,IMPELLER WEAR,9.2 MM ID X 10.2 MM O | 2 | ALLRFPs\Saudi Energy\SEC RFPC001740962\downloaded-rfp\SEC RFPC001740962.xls
Saudi Energy | SEC RFPC001740962 | 905654242 | 710 905654242 BUSHING,BACKSEAT,BOLTED B... | 710 905654242 BUSHING,BACKSEAT,BOLTED BONNET GATE VALV | 2 | ALLRFPs\Saudi Energy\SEC RFPC001740962\downloaded-rfp\SEC RFPC001740962.xls
Saudi Energy | SEC RFPC001740962 | 905619421 | 720 905619421 SCREW,SET,SSTL,6MM DIA,1 ... | 720 905619421 SCREW,SET,SSTL,6MM DIA,1 MM,10 MM LG,#OS | 2 | ALLRFPs\Saudi Energy\SEC RFPC001740962\downloaded-rfp\SEC RFPC001740962.xls
Saudi Energy | SEC RFPC001740962 | 901219095 | 730 901219095 SCREW,CAP,STL,16MM DIA,1.... | 730 901219095 SCREW,CAP,STL,16MM DIA,1.3 MM,20MM LG,#H | 6 | ALLRFPs\Saudi Energy\SEC RFPC001740962\downloaded-rfp\SEC RFPC001740962.xls
Saudi Energy | SEC RFPC001740962 | 901219096 | 740 901219096 SCREW,LOCKING:8 MM,HEADLE... | 740 901219096 SCREW,LOCKING:8 MM,HEADLESS,14 MM,A 193 | 6 | ALLRFPs\Saudi Energy\SEC RFPC001740962\downloaded-rfp\SEC RFPC001740962.xls
Saudi Energy | SEC RFPC001740962 | 901204848 | 750 901204848 NUT,LOCK,SSTL,2.5 IN DIA,... | 750 901204848 NUT,LOCK,SSTL,2.5 IN DIA,0.5MM,#90LM3510 | 2 | ALLRFPs\Saudi Energy\SEC RFPC001740962\downloaded-rfp\SEC RFPC001740962.xls
Saudi Energy | SEC RFPC001740962 | 909302815 | 760 909302815 BOLT,TENSION:1/4" INCHES,... | 760 909302815 BOLT,TENSION:1/4" INCHES,1 3/4" INCHES,3 | 5 | ALLRFPs\Saudi Energy\SEC RFPC001740962\downloaded-rfp\SEC RFPC001740962.xls
Saudi Energy | SEC RFPC001740962 | 905686919 | 770 905686919 DIAPHRAGM,ACTUATOR,100 SQ... | 770 905686919 DIAPHRAGM,ACTUATOR,100 SQ IN,5.5 BAR G,R | 2 | ALLRFPs\Saudi Energy\SEC RFPC001740962\downloaded-rfp\SEC RFPC001740962.xls
Saudi Energy | SEC RFPC001740962 | 905588917 | 780 905588917 COUPLING,PIPE,PVC,ASTM D2... | 780 905588917 COUPLING,PIPE,PVC,ASTM D2466,1/2 IN,S40 | 2 | ALLRFPs\Saudi Energy\SEC RFPC001740962\downloaded-rfp\SEC RFPC001740962.xls
Saudi Energy | SEC RFPC001740962 | 901225745 | 790 901225745 BLT:MACH,SSTL,M22 DIA,60 ... | 790 901225745 BLT:MACH,SSTL,M22 DIA,60 MM LG,2.50,HEX | 1 | ALLRFPs\Saudi Energy\SEC RFPC001740962\downloaded-rfp\SEC RFPC001740962.xls
Saudi Energy | SEC RFPC001740962 | 901217325 | 800 901217325 RING, | 800 901217325 RING, | 1 | ALLRFPs\Saudi Energy\SEC RFPC001740962\downloaded-rfp\SEC RFPC001740962.xls
Saudi Energy | SEC RFPC001740962 | 901217326 | 810 901217326 RING, | 810 901217326 RING, | 10 | ALLRFPs\Saudi Energy\SEC RFPC001740962\downloaded-rfp\SEC RFPC001740962.xls
Saudi Energy | SEC RFPC001740962 | 905582299 | 820 905582299 RING:BULK NOUN | 820 905582299 RING:BULK NOUN | 6 | ALLRFPs\Saudi Energy\SEC RFPC001740962\downloaded-rfp\SEC RFPC001740962.xls
Saudi Energy | SEC RFPC001740962 | 905618793 | 830 905618793 RING:BULK NOUN | 830 905618793 RING:BULK NOUN | 4 | ALLRFPs\Saudi Energy\SEC RFPC001740962\downloaded-rfp\SEC RFPC001740962.xls
Saudi Energy | SEC RFPC001740962 | 905941089 | 840 905941089 WIRE,DISTANCE,4 MM WD X 0... | 840 905941089 WIRE,DISTANCE,4 MM WD X 0.9 MM TH,25 M L | 108 | ALLRFPs\Saudi Energy\SEC RFPC001740962\downloaded-rfp\SEC RFPC001740962.xls
Saudi Energy | SEC RFPC001740962 | 905942340 | 850 905942340 WIRE,DISTANCE,4 MM WD X 2... | 850 905942340 WIRE,DISTANCE,4 MM WD X 2.7 MM TH,SOLID, | 108 | ALLRFPs\Saudi Energy\SEC RFPC001740962\downloaded-rfp\SEC RFPC001740962.xls
Saudi Energy | SEC RFPC001740962 | 905662457 | 860 905662457 FLANGE,PIPE,SOCKET WELD,2... | 860 905662457 FLANGE,PIPE,SOCKET WELD,2 IN,PVC | 4 | ALLRFPs\Saudi Energy\SEC RFPC001740962\downloaded-rfp\SEC RFPC001740962.xls
Saudi Energy | SEC RFPC001740962 | 905686951 | 870 905686951 SCREW,SET,STL,HEX HD,#A39... | 870 905686951 SCREW,SET,STL,HEX HD,#A3985330P3671 | 4 | ALLRFPs\Saudi Energy\SEC RFPC001740962\downloaded-rfp\SEC RFPC001740962.xls
Saudi Energy | SEC RFPC001740962 | 905686952 | 880 905686952 SCREW,SET,STL,HEX HD,#A39... | 880 905686952 SCREW,SET,STL,HEX HD,#A3985330P4331 | 4 | ALLRFPs\Saudi Energy\SEC RFPC001740962\downloaded-rfp\SEC RFPC001740962.xls
Saudi Energy | SEC RFPC001740962 | 905943428 | 890 905943428 WASHER,FLAT,RD,CADMIUM PL... | 890 905943428 WASHER,FLAT,RD,CADMIUM PLATED CSTL,#G160 | 100 | ALLRFPs\Saudi Energy\SEC RFPC001740962\downloaded-rfp\SEC RFPC001740962.xls
Saudi Energy | SEC RFPC001740962 | 905698619 | 900 905698619 WASHER:INSULATING,* | 900 905698619 WASHER:INSULATING,* | 312 | ALLRFPs\Saudi Energy\SEC RFPC001740962\downloaded-rfp\SEC RFPC001740962.xls
Saudi Energy | SEC RFPC001740962 | 901220071 | 910 901220071 WASHER,SEALING,STL,M12,13... | 910 901220071 WASHER,SEALING,STL,M12,13 MM ID,#PE11812 | 144 | ALLRFPs\Saudi Energy\SEC RFPC001740962\downloaded-rfp\SEC RFPC001740962.xls
Saudi Energy | SEC RFPC001740962 | 905681169 | 920 905681169 PIN,DOWEL,BOILER FEED WAT... | 920 905681169 PIN,DOWEL,BOILER FEED WATER PUMP,12 MM D | 12 | ALLRFPs\Saudi Energy\SEC RFPC001740962\downloaded-rfp\SEC RFPC001740962.xls
Saudi Energy | SEC RFPC001740962 | 905655748 | 930 905655748 HOSE:REINFORCED,HYDRAULIC... | 930 905655748 HOSE:REINFORCED,HYDRAULIC,8 MM DIA X 604 | 2 | ALLRFPs\Saudi Energy\SEC RFPC001740962\downloaded-rfp\SEC RFPC001740962.xls
Saudi Energy | SEC RFPC001740962 | 901201163 | 940 901201163 NUT,CPLG,STL,1.75 INCH,SP... | 940 901201163 NUT,CPLG,STL,1.75 INCH,SPEC,#90LM35100PO | 4 | ALLRFPs\Saudi Energy\SEC RFPC001740962\downloaded-rfp\SEC RFPC001740962.xls
Saudi Energy | SEC RFPC001740962 | 905684772 | 950 905684772 NUT,HEX,X2 CR NI MO 17-12... | 950 905684772 NUT,HEX,X2 CR NI MO 17-12-2,#11LM35112PO | 8 | ALLRFPs\Saudi Energy\SEC RFPC001740962\downloaded-rfp\SEC RFPC001740962.xls
Saudi Energy | SEC RFPC001740962 | 901217252 | 960 901217252 NUT:STUFFING, | 960 901217252 NUT:STUFFING, | 2 | ALLRFPs\Saudi Energy\SEC RFPC001740962\downloaded-rfp\SEC RFPC001740962.xls
Saudi Energy | SEC RFPC001740962 | 901217253 | 970 901217253 NUT:STUFFING, | 970 901217253 NUT:STUFFING, | 4 | ALLRFPs\Saudi Energy\SEC RFPC001740962\downloaded-rfp\SEC RFPC001740962.xls
Saudi Energy | SEC RFPC001740962 | 905684791 | 980 905684791 PACKING,BULK,PUMP,BRAID G... | 980 905684791 PACKING,BULK,PUMP,BRAID GRAPHITE,SQUARE | 14 | ALLRFPs\Saudi Energy\SEC RFPC001740962\downloaded-rfp\SEC RFPC001740962.xls
Saudi Energy | SEC RFPC001740962 | 901217204 | 990 901217204 PIN,BULK NOUN:NIL,NIL,NIL... | 990 901217204 PIN,BULK NOUN:NIL,NIL,NIL,NIL,NIL | 56 | ALLRFPs\Saudi Energy\SEC RFPC001740962\downloaded-rfp\SEC RFPC001740962.xls
Saudi Energy | SEC RFPC001740962 | 909203889 | 1000 909203889 ASSEMBLY,MAC-155 MOISTURE... | 1000 909203889 ASSEMBLY,MAC-155 MOISTURE ANALYZER (120V | 10 | ALLRFPs\Saudi Energy\SEC RFPC001740962\downloaded-rfp\SEC RFPC001740962.xls
Saudi Energy | SEC RFPC001740962 | 909400276 | 1010 909400276 CABLE:INSTRUMENTATION,THE... | 1010 909400276 CABLE:INSTRUMENTATION,THERMOCOUPLE ,1.31 | 300 | ALLRFPs\Saudi Energy\SEC RFPC001740962\downloaded-rfp\SEC RFPC001740962.xls
Saudi Energy | SEC RFPC001740962 | 901225201 | 1020 901225201 RLY:DIFF,OVERALL TRANSFOR... | 1020 901225201 RLY:DIFF,OVERALL TRANSFORMER PROTECTION, | 2 | ALLRFPs\Saudi Energy\SEC RFPC001740962\downloaded-rfp\SEC RFPC001740962.xls
Saudi Energy | SEC RFPC001740962 | 902468838 | 1030 902468838 MTR:ELECTRIC, AC,45 KW,46... | 1030 902468838 MTR:ELECTRIC, AC,45 KW,460 V,3 P,60,3540 | 2 | ALLRFPs\Saudi Energy\SEC RFPC001740962\downloaded-rfp\SEC RFPC001740962.xls
Saudi Energy | SEC RFPC001740962 | 902466529 | 1040 902466529 DISPLAY,ELECTRONIC:DEW PO... | 1040 902466529 DISPLAY,ELECTRONIC:DEW POINT HYGROMETER | 2 | ALLRFPs\Saudi Energy\SEC RFPC001740962\downloaded-rfp\SEC RFPC001740962.xls
Saudi Energy | SEC RFPC001740962 | 905913602 | 1050 905913602 SCREW,SET,STL,3/8 IN DIA,... | 1050 905913602 SCREW,SET,STL,3/8 IN DIA,16 TPI,#AO10771 | 4 | ALLRFPs\Saudi Energy\SEC RFPC001740962\downloaded-rfp\SEC RFPC001740962.xls
Saudi Energy | SEC RFPC001740962 | 905589382 | 1060 905589382 KIT,IGNITION TORCH,REPAIR... | 1060 905589382 KIT,IGNITION TORCH,REPAIR,SPARK PLUG, PI | 8 | ALLRFPs\Saudi Energy\SEC RFPC001740962\downloaded-rfp\SEC RFPC001740962.xls
Saudi Energy | SEC RFPC001740962 | 902465173 | 1070 902465173 COUPLER,HOSE,#WV400APILOA... | 1070 902465173 COUPLER,HOSE,#WV400APILOAD | 6 | ALLRFPs\Saudi Energy\SEC RFPC001740962\downloaded-rfp\SEC RFPC001740962.xls
Saudi Energy | SEC RFPC001740962 | 905601031 | 1080 905601031 SWITCH,LMT,380 VAC 16 A,1... | 1080 905601031 SWITCH,LMT,380 VAC 16 A,1P2T,#HTCM424970 | 2 | ALLRFPs\Saudi Energy\SEC RFPC001740962\downloaded-rfp\SEC RFPC001740962.xls
Saudi Energy | SEC RFPC001740962 | 901324200 | 1090 901324200 RING,BFP BOOSTER PUMP , S... | 1090 901324200 RING,BFP BOOSTER PUMP , SEAL RING,10 MM | 10 | ALLRFPs\Saudi Energy\SEC RFPC001740962\downloaded-rfp\SEC RFPC001740962.xls
Saudi Energy | SEC RFPC001740962 | 901499083 | 1100 901499083 SPACER,SLIDING HOOK, MAIN... | 1100 901499083 SPACER,SLIDING HOOK, MAINTAIN TUBE SPACI | 250 | ALLRFPs\Saudi Energy\SEC RFPC001740962\downloaded-rfp\SEC RFPC001740962.xls
Saudi Energy | SEC RFPC001740962 | 901403615 | 1110 901403615 SPACER,SLIDING HOOK / MAI... | 1110 901403615 SPACER,SLIDING HOOK / MAINTAIN TUBE SPAC | 300 | ALLRFPs\Saudi Energy\SEC RFPC001740962\downloaded-rfp\SEC RFPC001740962.xls
Saudi Energy | SEC RFPC001740962 | 901499078 | 1120 901499078 SPACER,SLIDING HOOK, MAIN... | 1120 901499078 SPACER,SLIDING HOOK, MAINTAIN TUBE SPACI | 200 | ALLRFPs\Saudi Energy\SEC RFPC001740962\downloaded-rfp\SEC RFPC001740962.xls
Saudi Energy | SEC RFPC001740962 | 901403612 | 1130 901403612 SPACER,SLIDING HOOK / MAI... | 1130 901403612 SPACER,SLIDING HOOK / MAINTAIN TUBE SPAC | 150 | ALLRFPs\Saudi Energy\SEC RFPC001740962\downloaded-rfp\SEC RFPC001740962.xls
Saudi Energy | SEC RFPC001740962 | 901499082 | 1140 901499082 SPACER,SLIDING HOOK, MAIN... | 1140 901499082 SPACER,SLIDING HOOK, MAINTAIN TUBE SPACI | 150 | ALLRFPs\Saudi Energy\SEC RFPC001740962\downloaded-rfp\SEC RFPC001740962.xls
Saudi Energy | SEC RFPC001740962 | 901225887 | 1160 901225887 COUPLING,SHAFT,SSTL,#TSKS... | 1160 901225887 COUPLING,SHAFT,SSTL,#TSKS0033COUPLINGDWG | 2 | ALLRFPs\Saudi Energy\SEC RFPC001740962\downloaded-rfp\SEC RFPC001740962.xls
Saudi Energy | SEC RFPC001740962 | 901400048 | 1170 901400048 TOOL,VALVE SEAT REMOVAL,M... | 1170 901400048 TOOL,VALVE SEAT REMOVAL,MANUAL POWER,1 I | 140 | ALLRFPs\Saudi Energy\SEC RFPC001740962\downloaded-rfp\SEC RFPC001740962.xls
Saudi Energy | SEC RFPC001740962 | 901225654 | 1180 901225654 SPRG:DISC | 1180 901225654 SPRG:DISC | 2 | ALLRFPs\Saudi Energy\SEC RFPC001740962\downloaded-rfp\SEC RFPC001740962.xls
Saudi Energy | SEC RFPC001740962 | 905840678 | 1190 905840678 CIRCUIT:CONTROL,CURRENT L... | 1190 905840678 CIRCUIT:CONTROL,CURRENT LIMIT ALARM WITH | 2 | ALLRFPs\Saudi Energy\SEC RFPC001740962\downloaded-rfp\SEC RFPC001740962.xls
Saudi Energy | SEC RFPC001740962 | 902001820 | 1200 902001820 CIRCUIT:CONTROL,HIGH/LOW ... | 1200 902001820 CIRCUIT:CONTROL,HIGH/LOW VOLTAGE ALARM 1 | 2 | ALLRFPs\Saudi Energy\SEC RFPC001740962\downloaded-rfp\SEC RFPC001740962.xls
Saudi Energy | SEC RFPC001740962 | 905896982 | 1210 905896982 CIRCUIT:CONTROL,TERMINATI... | 1210 905896982 CIRCUIT:CONTROL,TERMINATION BOARD RELAY, | 2 | ALLRFPs\Saudi Energy\SEC RFPC001740962\downloaded-rfp\SEC RFPC001740962.xls
Saudi Energy | SEC RFPC001740962 | 900461822 | 1220 900461822 MODULE,OUTPUT:UR SERIES P... | 1220 900461822 MODULE,OUTPUT:UR SERIES PROTECTION RELAY | 2 | ALLRFPs\Saudi Energy\SEC RFPC001740962\downloaded-rfp\SEC RFPC001740962.xls
Saudi Energy | SEC RFPC001740962 | 905930562 | 1230 905930562 INDICATOR:TEMPERATURE,60 ... | 1230 905930562 INDICATOR:TEMPERATURE,60 MM DIA,120 TO 4 | 2 | ALLRFPs\Saudi Energy\SEC RFPC001740962\downloaded-rfp\SEC RFPC001740962.xls
Saudi Energy | SEC RFPC001740962 | 905633572 | 1240 905633572 PLUG,SPARK ,PLUG ,COMPLET... | 1240 905633572 PLUG,SPARK ,PLUG ,COMPLETE SET WITHOUT C | 1 | ALLRFPs\Saudi Energy\SEC RFPC001740962\downloaded-rfp\SEC RFPC001740962.xls
Saudi Energy | SEC RFPC001740962 | 905655951 | 1250 905655951 PLUG,SPARK, IGNITION, OIL... | 1250 905655951 PLUG,SPARK, IGNITION, OIL IGNITOR,3/4 IN | 1 | ALLRFPs\Saudi Energy\SEC RFPC001740962\downloaded-rfp\SEC RFPC001740962.xls
Saudi Energy | SEC RFPC001740962 | 902504517 | 1260 902504517 WIRE:THERMOCOUPLE,6 MM DI... | 1260 902504517 WIRE:THERMOCOUPLE,6 MM DIA,12 M LG,1 PAI | 10 | ALLRFPs\Saudi Energy\SEC RFPC001740962\downloaded-rfp\SEC RFPC001740962.xls
Saudi Energy | SEC RFPC001740962 | 905632630 | 1270 905632630 CONN,ELEC,TERM,CU,12.5 MM... | 1270 905632630 CONN,ELEC,TERM,CU,12.5 MM DIA CNDCTR | 8 | ALLRFPs\Saudi Energy\SEC RFPC001740962\downloaded-rfp\SEC RFPC001740962.xls
Saudi Energy | SEC RFPC001740962 | 909203738 | 1280 909203738 BREAKER,CRCT,MC,415 V,2 P... | 1280 909203738 BREAKER,CRCT,MC,415 V,2 POLE,1 A,#GS8000 | 3 | ALLRFPs\Saudi Energy\SEC RFPC001740962\downloaded-rfp\SEC RFPC001740962.xls
Saudi Energy | SEC RFPC001740962 | 902000664 | 1290 902000664 DIODE:RECTIFIER,600 V,STU... | 1290 902000664 DIODE:RECTIFIER,600 V,STUD | 1 | ALLRFPs\Saudi Energy\SEC RFPC001740962\downloaded-rfp\SEC RFPC001740962.xls
Saudi Energy | SEC RFPC001740962 | 901225194 | 1300 901225194 BUS:RGD | 1300 901225194 BUS:RGD | 4 | ALLRFPs\Saudi Energy\SEC RFPC001740962\downloaded-rfp\SEC RFPC001740962.xls
Saudi Energy | SEC RFPC001740962 | 901303829 | 1310 901303829 MODULE:CONTROL,INVERTER S... | 1310 901303829 MODULE:CONTROL,INVERTER SINGLE,CARD I S | 2 | ALLRFPs\Saudi Energy\SEC RFPC001740962\downloaded-rfp\SEC RFPC001740962.xls
Saudi Energy | SEC RFPC001740962 | 901303831 | 1320 901303831 MODULE:CONTROL,INVERTER S... | 1320 901303831 MODULE:CONTROL,INVERTER SINGLE,CARD I S | 2 | ALLRFPs\Saudi Energy\SEC RFPC001740962\downloaded-rfp\SEC RFPC001740962.xls
Saudi Energy | SEC RFPC001740962 | 901303832 | 1330 901303832 MODULE:CONTROL,INVERTER S... | 1330 901303832 MODULE:CONTROL,INVERTER SINGLE,CARD I S | 2 | ALLRFPs\Saudi Energy\SEC RFPC001740962\downloaded-rfp\SEC RFPC001740962.xls
Saudi Energy | SEC RFPC001740962 | 901304058 | 1340 901304058 MODULE:CONTROL,INVERTER P... | 1340 901304058 MODULE:CONTROL,INVERTER POWER SUPPLY,BAT | 2 | ALLRFPs\Saudi Energy\SEC RFPC001740962\downloaded-rfp\SEC RFPC001740962.xls
Saudi Energy | SEC RFPC001740962 | 901321433 | 1350 901321433 MODULE:CONTROL,CPU MICROP... | 1350 901321433 MODULE:CONTROL,CPU MICROPROCESSOR,GENERA | 2 | ALLRFPs\Saudi Energy\SEC RFPC001740962\downloaded-rfp\SEC RFPC001740962.xls
Saudi Energy | SEC RFPC001740962 | 901302174 | 1360 901302174 MODULE:CONTROL,CT INTERFA... | 1360 901302174 MODULE:CONTROL,CT INTERFACE MODULE,TURBI | 3 | ALLRFPs\Saudi Energy\SEC RFPC001740962\downloaded-rfp\SEC RFPC001740962.xls
Saudi Energy | SEC RFPC001740962 | 901302176 | 1370 901302176 MODULE:CONTROL,CT INTERFA... | 1370 901302176 MODULE:CONTROL,CT INTERFACE MODULE,TURBI | 3 | ALLRFPs\Saudi Energy\SEC RFPC001740962\downloaded-rfp\SEC RFPC001740962.xls
Saudi Energy | SEC RFPC001740962 | 901321434 | 1380 901321434 MODULE:CONTROL,CT AND VT ... | 1380 901321434 MODULE:CONTROL,CT AND VT INTERFACE,GENER | 6 | ALLRFPs\Saudi Energy\SEC RFPC001740962\downloaded-rfp\SEC RFPC001740962.xls
Saudi Energy | SEC RFPC001740962 | 901365197 | 1390 901365197 MODULE:CONTROL,C60 UR CPU... | 1390 901365197 MODULE:CONTROL,C60 UR CPU,MULTIFUNCTION | 1 | ALLRFPs\Saudi Energy\SEC RFPC001740962\downloaded-rfp\SEC RFPC001740962.xls
Saudi Energy | SEC RFPC001740962 | 901365214 | 1400 901365214 MODULE:CONTROL,T60 UR CPU... | 1400 901365214 MODULE:CONTROL,T60 UR CPU,MULTIFUNCTION | 1 | ALLRFPs\Saudi Energy\SEC RFPC001740962\downloaded-rfp\SEC RFPC001740962.xls
Saudi Energy | SEC RFPC001740962 | 902004367 | 1410 902004367 MANIFOLD:FLUID,HYDRAULIC ... | 1410 902004367 MANIFOLD:FLUID,HYDRAULIC OIL,STL | 3 | ALLRFPs\Saudi Energy\SEC RFPC001740962\downloaded-rfp\SEC RFPC001740962.xls
Saudi Energy | SEC RFPC001740962 | 909304438 | 1420 909304438 MANIFOLD,VALVE,BLK,MULTI ... | 1420 909304438 MANIFOLD,VALVE,BLK,MULTI WAY,700 BARG,#1 | 2 | ALLRFPs\Saudi Energy\SEC RFPC001740962\downloaded-rfp\SEC RFPC001740962.xls
Saudi Energy | SEC RFPC001740962 | 905932618 | 1430 905932618 RING,LOCKING,300 MM ID X ... | 1430 905932618 RING,LOCKING,300 MM ID X (330 MM X 360 M | 4 | ALLRFPs\Saudi Energy\SEC RFPC001740962\downloaded-rfp\SEC RFPC001740962.xls
Saudi Energy | SEC RFPC001740962 | 902468298 | 1440 902468298 SWITCH,PRES,CUT OFF,1/4 I... | 1440 902468298 SWITCH,PRES,CUT OFF,1/4 INCH,#80055702 | 12 | ALLRFPs\Saudi Energy\SEC RFPC001740962\downloaded-rfp\SEC RFPC001740962.xls
Saudi Energy | SEC RFPC001740962 | 901225948 | 1450 901225948 BLT:CPLG | 1450 901225948 BLT:CPLG | 3 | ALLRFPs\Saudi Energy\SEC RFPC001740962\downloaded-rfp\SEC RFPC001740962.xls
Saudi Energy | SEC RFPC001740962 | 909111590 | 1460 909111590 COIL,ELEC,FIRE FIGHTING S... | 1460 909111590 COIL,ELEC,FIRE FIGHTING SYSTEM,#2823A2NB | 10 | ALLRFPs\Saudi Energy\SEC RFPC001740962\downloaded-rfp\SEC RFPC001740962.xls
Saudi Energy | SEC RFPC001740962 | 905672116 | 1470 905672116 SHAFT,PUMP,200 MM DIA X 4... | 1470 905672116 SHAFT,PUMP,200 MM DIA X 4 M AND 700 MM L | 2 | ALLRFPs\Saudi Energy\SEC RFPC001740962\downloaded-rfp\SEC RFPC001740962.xls
Saudi Energy | SEC RFPC001740962 | 905939841 | 1480 905939841 BREAKER,CRCT,MC,690 VAC,4... | 1480 905939841 BREAKER,CRCT,MC,690 VAC,4 POLE,4KA,#1SDA | 1 | ALLRFPs\Saudi Energy\SEC RFPC001740962\downloaded-rfp\SEC RFPC001740962.xls
Saudi Energy | SEC RFPC001740962 | 905939411 | 1490 905939411 RING,WEAR,PUMP,355 MM ID ... | 1490 905939411 RING,WEAR,PUMP,355 MM ID X 375MM OD,DUPL | 4 | ALLRFPs\Saudi Energy\SEC RFPC001740962\downloaded-rfp\SEC RFPC001740962.xls
Saudi Energy | SEC RFPC001740962 | 905693321 | 1500 905693321 GLASS,SIGHT,DESALINATION ... | 1500 905693321 GLASS,SIGHT,DESALINATION PUMP,6.25 INCH | 4 | ALLRFPs\Saudi Energy\SEC RFPC001740962\downloaded-rfp\SEC RFPC001740962.xls
Saudi Energy | SEC RFPC001740962 | 902503119 | 1510 902503119 BLOWER:CENTRIFUGAL,380 MM... | 1510 902503119 BLOWER:CENTRIFUGAL,380 MM WD X 870 MM LG | 4 | ALLRFPs\Saudi Energy\SEC RFPC001740962\downloaded-rfp\SEC RFPC001740962.xls
Saudi Energy | SEC RFPC001740962 | 902207406 | 1520 902207406 GEARBOX:HELICAL,INPUT 173... | 1520 902207406 GEARBOX:HELICAL,INPUT 1730 RPM,4KW,VERTI | 2 | ALLRFPs\Saudi Energy\SEC RFPC001740962\downloaded-rfp\SEC RFPC001740962.xls
Saudi Energy | SEC RFPC001740962 | 902468501 | 1530 902468501 SW:DISC,4200V,HANDLEVER:O... | 1530 902468501 SW:DISC,4200V,HANDLEVER:OPR,1P1T,PANEL:M | 1 | ALLRFPs\Saudi Energy\SEC RFPC001740962\downloaded-rfp\SEC RFPC001740962.xls
Saudi Energy | SEC RFPC001740962 | 901499417 | 1540 901499417 SCREW,MACH,A4 21H,10 MM D... | 1540 901499417 SCREW,MACH,A4 21H,10 MM DIA,0.5MM,#UG146 | 49 | ALLRFPs\Saudi Energy\SEC RFPC001740962\downloaded-rfp\SEC RFPC001740962.xls
Saudi Energy | SEC RFPC001740962 | 901205347 | 1550 901205347 KEY:SHAFT,RECTANGULAR,0.5... | 1550 901205347 KEY:SHAFT,RECTANGULAR,0.5 IN WD X 0.375 | 12 | ALLRFPs\Saudi Energy\SEC RFPC001740962\downloaded-rfp\SEC RFPC001740962.xls
Saudi Energy | SEC RFPC001740962 | 901409326 | 1560 901409326 SLEEVE,BFP BOOSTER PUMP C... | 1560 901409326 SLEEVE,BFP BOOSTER PUMP CLAMPING SLEEVE, | 4 | ALLRFPs\Saudi Energy\SEC RFPC001740962\downloaded-rfp\SEC RFPC001740962.xls
Saudi Energy | SEC RFPC001740962 | 901408532 | 1570 901408532 CASING,BFP BOOSTER PUMP, ... | 1570 901408532 CASING,BFP BOOSTER PUMP, BEARING COVER,7 | 9 | ALLRFPs\Saudi Energy\SEC RFPC001740962\downloaded-rfp\SEC RFPC001740962.xls
Saudi Energy | SEC RFPC001740962 | 901226022 | 1580 901226022 MOD:IN | 1580 901226022 MOD:IN | 4 | ALLRFPs\Saudi Energy\SEC RFPC001740962\downloaded-rfp\SEC RFPC001740962.xls
Saudi Energy | SEC RFPC001740962 | 901411142 | 1590 901411142 ADAPTER,ZIRKOR302 P,HOSE,... | 1590 901411142 ADAPTER,ZIRKOR302 P,HOSE,4 - 20 MA,38 X | 4 | ALLRFPs\Saudi Energy\SEC RFPC001740962\downloaded-rfp\SEC RFPC001740962.xls
Saudi Energy | SEC RFPC001740962 | 902201091 | 1600 902201091 VALVE,RELIEF,#KSR00150LB1... | 1600 902201091 VALVE,RELIEF,#KSR00150LB1X112RFRELIEFVAL | 1 | ALLRFPs\Saudi Energy\SEC RFPC001740962\downloaded-rfp\SEC RFPC001740962.xls
Saudi Energy | SEC RFPC001740962 | 901226183 | 1610 901226183 HINGE:NO MODIFIER,SWITCHG... | 1610 901226183 HINGE:NO MODIFIER,SWITCHGEAR PANEL DOOR | 36 | ALLRFPs\Saudi Energy\SEC RFPC001740962\downloaded-rfp\SEC RFPC001740962.xls
Saudi Energy | SEC RFPC001740962 | 901205191 | 1620 901205191 SPACER,GGH CLEANING DEVIC... | 1620 901205191 SPACER,GGH CLEANING DEVICE,1.25 IN ID X | 10 | ALLRFPs\Saudi Energy\SEC RFPC001740962\downloaded-rfp\SEC RFPC001740962.xls
Saudi Energy | SEC RFPC001740962 | 901426101 | 1630 901426101 RING,BULK NOUN: | 1630 901426101 RING,BULK NOUN: | 12 | ALLRFPs\Saudi Energy\SEC RFPC001740962\downloaded-rfp\SEC RFPC001740962.xls
Saudi Energy | SEC RFPC001740962 | 901226177 | 1640 901226177 SEAL:BULK NOUN | 1640 901226177 SEAL:BULK NOUN | 6 | ALLRFPs\Saudi Energy\SEC RFPC001740962\downloaded-rfp\SEC RFPC001740962.xls
Saudi Energy | SEC RFPC001740962 | 901226062 | 1650 901226062 INJ:FUEL | 1650 901226062 INJ:FUEL | 20 | ALLRFPs\Saudi Energy\SEC RFPC001740962\downloaded-rfp\SEC RFPC001740962.xls
Saudi Energy | SEC RFPC001740962 | 901217389 | 1660 901217389 NUT,LOCK,SS 304,60 MM ID ... | 1660 901217389 NUT,LOCK,SS 304,60 MM ID X 88 MM OD DIA | 24 | ALLRFPs\Saudi Energy\SEC RFPC001740962\downloaded-rfp\SEC RFPC001740962.xls
Saudi Energy | SEC RFPC001740962 | 901208016 | 1670 901208016 RING,PUMP,100 MM ID X 112... | 1670 901208016 RING,PUMP,100 MM ID X 112 MM OD X 12 MM | 2 | ALLRFPs\Saudi Energy\SEC RFPC001740962\downloaded-rfp\SEC RFPC001740962.xls
Saudi Energy | SEC RFPC001740962 | 901208017 | 1680 901208017 RING,PUMP,88 MM ID X 100 ... | 1680 901208017 RING,PUMP,88 MM ID X 100 MM OD X 12 MM T | 2 | ALLRFPs\Saudi Energy\SEC RFPC001740962\downloaded-rfp\SEC RFPC001740962.xls
Saudi Energy | SEC RFPC001740962 | 905941128 | 1690 905941128 DRAIN:FLUID,WATER,93.98 M... | 1690 905941128 DRAIN:FLUID,WATER,93.98 MM WD X 210.82 M | 6 | ALLRFPs\Saudi Energy\SEC RFPC001740962\downloaded-rfp\SEC RFPC001740962.xls
Saudi Energy | SEC RFPC001740962 | 901426110 | 1700 901426110 WASHER,FLAT,ID,TH,#492960... | 1700 901426110 WASHER,FLAT,ID,TH,#4929601 | 12 | ALLRFPs\Saudi Energy\SEC RFPC001740962\downloaded-rfp\SEC RFPC001740962.xls
Saudi Energy | SEC RFPC001740962 | 901226247 | 1710 901226247 CAP:BULK NOUN | 1710 901226247 CAP:BULK NOUN | 6 | ALLRFPs\Saudi Energy\SEC RFPC001740962\downloaded-rfp\SEC RFPC001740962.xls
Saudi Energy | SEC RFPC001740962 | 901226248 | 1720 901226248 CAP:BULK NOUN | 1720 901226248 CAP:BULK NOUN | 6 | ALLRFPs\Saudi Energy\SEC RFPC001740962\downloaded-rfp\SEC RFPC001740962.xls
Saudi Energy | SEC RFPC001740962 | 901226251 | 1730 901226251 FLT:FLUID LEVEL | 1730 901226251 FLT:FLUID LEVEL | 3 | ALLRFPs\Saudi Energy\SEC RFPC001740962\downloaded-rfp\SEC RFPC001740962.xls
Saudi Energy | SEC RFPC001749818 | 902008769 | 10 902008769 CABLE:IGNITION,10 MM DIA ... | 10 902008769 CABLE:IGNITION,10 MM DIA X 8 M LG,RBR BR | 2 | ALLRFPs\Saudi Energy\SEC RFPC001749818\downloaded-rfp\SEC RFPC001749818.xls
Saudi Energy | SEC RFPC001749818 | 901103182 | 20 901103182 WIRE:THERMOCOUPLE,17.4 MM... | 20 901103182 WIRE:THERMOCOUPLE,17.4 MM DIA,10 M LG,SS | 10 | ALLRFPs\Saudi Energy\SEC RFPC001749818\downloaded-rfp\SEC RFPC001749818.xls
Saudi Energy | SEC RFPC001749820 | 967270720 | 10 967270720 BRUSH,ELEC,EXCITER,CRBN,#... | 10 967270720 BRUSH,ELEC,EXCITER,CRBN,#HTMG409206P0001 | 20 | ALLRFPs\Saudi Energy\SEC RFPC001749820\downloaded-rfp\SEC RFPC001749820.xls
Saudi Energy | SEC RFPC001749820 | 901213861 | 20 901213861 KIT,DCS CONTROL SYSTEM,LA... | 20 901213861 KIT,DCS CONTROL SYSTEM,LABELS AND FUSES, | 2 | ALLRFPs\Saudi Energy\SEC RFPC001749820\downloaded-rfp\SEC RFPC001749820.xls
Saudi Energy | SEC RFPC001749820 | 901241503 | 30 901241503 FTNG:MALE HEX NIPPLE,1 IN... | 30 901241503 FTNG:MALE HEX NIPPLE,1 IN,316 SSTL,CE | 50 | ALLRFPs\Saudi Energy\SEC RFPC001749820\downloaded-rfp\SEC RFPC001749820.xls
Saudi Energy | SEC RFPC001749820 | 902464987 | 40 902464987 FAN,AXIAL FLOW:93CFM,12VD... | 40 902464987 FAN,AXIAL FLOW:93CFM,12VDC 0.95A,90 X | 10 | ALLRFPs\Saudi Energy\SEC RFPC001749820\downloaded-rfp\SEC RFPC001749820.xls
Saudi Energy | SEC RFPC001749820 | 901500010 | 50 901500010 CONTACT:AUXILIARY,1NO1NC,... | 50 901500010 CONTACT:AUXILIARY,1NO1NC,10 A,690 V,PLAS | 5 | ALLRFPs\Saudi Energy\SEC RFPC001749820\downloaded-rfp\SEC RFPC001749820.xls
Saudi Energy | SEC RFPC001749820 | 905646585 | 60 905646585 INSUL:THERM | 60 905646585 INSUL:THERM | 1,000 | ALLRFPs\Saudi Energy\SEC RFPC001749820\downloaded-rfp\SEC RFPC001749820.xls
Saudi Energy | SEC RFPC001766630 | 905580455 | 10 905580455 SCREW,SHLDR,STL,25 MM DIA... | 10 905580455 SCREW,SHLDR,STL,25 MM DIA,3 MM,130 MM LG | 24 | ALLRFPs\Saudi Energy\SEC RFPC001766630\downloaded-rfp\SEC RFPC001766630.xls
Saudi Energy | SEC RFPC001766630 | 905584310 | 20 905584310 SWITCH,LMT,#VCX5001R2PAJE... | 20 905584310 SWITCH,LMT,#VCX5001R2PAJEX212 | 35 | ALLRFPs\Saudi Energy\SEC RFPC001766630\downloaded-rfp\SEC RFPC001766630.xls
Saudi Energy | SEC RFPC001766630 | 905930913 | 30 905930913 STUD,TURB,STL,3-1/2 IN DI... | 30 905930913 STUD,TURB,STL,3-1/2 IN DIA,10 TPI,#N26T2 | 8 | ALLRFPs\Saudi Energy\SEC RFPC001766630\downloaded-rfp\SEC RFPC001766630.xls
Saudi Energy | SEC RFPC001766630 | 905930315 | 40 905930315 STUD,TURB,SSTL,1-15/64 IN... | 40 905930315 STUD,TURB,SSTL,1-15/64 IN DIA,8 TPI,#N26 | 8 | ALLRFPs\Saudi Energy\SEC RFPC001766630\downloaded-rfp\SEC RFPC001766630.xls
Saudi Energy | SEC RFPC001766630 | 901204344 | 50 901204344 SLEEVE,SHAFT, PUMP,110 MM... | 50 901204344 SLEEVE,SHAFT, PUMP,110 MM ID X 125 MM OD | 3 | ALLRFPs\Saudi Energy\SEC RFPC001766630\downloaded-rfp\SEC RFPC001766630.xls
Saudi Energy | SEC RFPC001766630 | 901226163 | 60 901226163 BRKT:BULK NOUN | 60 901226163 BRKT:BULK NOUN | 2 | ALLRFPs\Saudi Energy\SEC RFPC001766630\downloaded-rfp\SEC RFPC001766630.xls
Saudi Energy | SEC RFPC001766630 | 901152844 | 70 901152844 SLV:BULK NOUN | 70 901152844 SLV:BULK NOUN | 8 | ALLRFPs\Saudi Energy\SEC RFPC001766630\downloaded-rfp\SEC RFPC001766630.xls
Saudi Energy | SEC RFPC001766630 | 905609438 | 80 905609438 PIPE:METALLIC,40 MM DIA,3... | 80 905609438 PIPE:METALLIC,40 MM DIA,320 MM LG,FPT X | 12 | ALLRFPs\Saudi Energy\SEC RFPC001766630\downloaded-rfp\SEC RFPC001766630.xls
Saudi Energy | SEC RFPC001766630 | 905634845 | 90 905634845 HOSE:METALLIC,OIL,40 MM D... | 90 905634845 HOSE:METALLIC,OIL,40 MM DIA X 440 MM LG, | 24 | ALLRFPs\Saudi Energy\SEC RFPC001766630\downloaded-rfp\SEC RFPC001766630.xls
Saudi Energy | SEC RFPC001766630 | 905634846 | 100 905634846 HOSE:METALLIC,OIL,40 MM D... | 100 905634846 HOSE:METALLIC,OIL,40 MM DIA X 480 MM LG, | 24 | ALLRFPs\Saudi Energy\SEC RFPC001766630\downloaded-rfp\SEC RFPC001766630.xls
Saudi Energy | SEC RFPC001766630 | 902502216 | 110 902502216 UNION,TUBE,316 SSTL,1/2 I... | 110 902502216 UNION,TUBE,316 SSTL,1/2 IN,COMP CONN,#8S | 711 | ALLRFPs\Saudi Energy\SEC RFPC001766630\downloaded-rfp\SEC RFPC001766630.xls
Saudi Energy | SEC RFPC001766630 | 902508549 | 120 902508549 SEGMENT,FINNED,CUMBUSTION... | 120 902508549 SEGMENT,FINNED,CUMBUSTION CHAMBER,GAS TU | 225 | ALLRFPs\Saudi Energy\SEC RFPC001766630\downloaded-rfp\SEC RFPC001766630.xls
Saudi Energy | SEC RFPC001766630 | 901019141 | 130 901019141 SEGMENT,EXPANSION JOINT,E... | 130 901019141 SEGMENT,EXPANSION JOINT,EXHAUST PLENUM,G | 108 | ALLRFPs\Saudi Energy\SEC RFPC001766630\downloaded-rfp\SEC RFPC001766630.xls
Saudi Energy | SEC RFPC001766630 | 901215718 | 140 901215718 INSULATION:THERMAL,DETECT... | 140 901215718 INSULATION:THERMAL,DETECTOR PLUG ASSEMBL | 50 | ALLRFPs\Saudi Energy\SEC RFPC001766630\downloaded-rfp\SEC RFPC001766630.xls
Saudi Energy | SEC RFPC001766630 | 902001359 | 150 902001359 SCREW,CAP,ASTL,3/4 IN DIA... | 150 902001359 SCREW,CAP,ASTL,3/4 IN DIA,10 UNC-2A/3A | 6 | ALLRFPs\Saudi Energy\SEC RFPC001766630\downloaded-rfp\SEC RFPC001766630.xls
Saudi Energy | SEC RFPC001766630 | 902509501 | 160 902509501 NIPPLE,PIPE,STL,3/8 IN (9... | 160 902509501 NIPPLE,PIPE,STL,3/8 IN (9.52 MM),#211A91 | 4 | ALLRFPs\Saudi Energy\SEC RFPC001766630\downloaded-rfp\SEC RFPC001766630.xls
Saudi Energy | SEC RFPC001766630 | 905941128 | 170 905941128 DRAIN:FLUID,WATER,93.98 M... | 170 905941128 DRAIN:FLUID,WATER,93.98 MM WD X 210.82 M | 12 | ALLRFPs\Saudi Energy\SEC RFPC001766630\downloaded-rfp\SEC RFPC001766630.xls
Saudi Energy | SEC RFPC001766630 | 901241958 | 180 901241958 TERM:NO MODIFIER | 180 901241958 TERM:NO MODIFIER | 15 | ALLRFPs\Saudi Energy\SEC RFPC001766630\downloaded-rfp\SEC RFPC001766630.xls
Saudi Energy | SEC RFPC001766630 | 901241959 | 190 901241959 TERM:NO MODIFIER | 190 901241959 TERM:NO MODIFIER | 3 | ALLRFPs\Saudi Energy\SEC RFPC001766630\downloaded-rfp\SEC RFPC001766630.xls
Saudi Energy | SEC RFPC001766630 | 901214952 | 200 901214952 SEGMENT,THRUST BEARING | 200 901214952 SEGMENT,THRUST BEARING | 2 | ALLRFPs\Saudi Energy\SEC RFPC001766630\downloaded-rfp\SEC RFPC001766630.xls
Saudi Energy | SEC RFPC001766630 | 905580305 | 210 905580305 STUD,DBL ENDED,30MM DIA-B... | 210 905580305 STUD,DBL ENDED,30MM DIA-B,3.5MM THD-A | 100 | ALLRFPs\Saudi Energy\SEC RFPC001766630\downloaded-rfp\SEC RFPC001766630.xls
Saudi Energy | SEC RFPC001766630 | 901241546 | 220 901241546 FDR:CRANE DSL,230 MM LENG... | 220 901241546 FDR:CRANE DSL,230 MM LENGTH,PLASTIC,IEC | 4 | ALLRFPs\Saudi Energy\SEC RFPC001766630\downloaded-rfp\SEC RFPC001766630.xls
Saudi Energy | SEC RFP_C001665256 | 907200055 | 10 907200055 TERMINATION KIT:CABLE,PLU... | 10 907200055 TERMINATION KIT:CABLE,PLUG IN, INNERCONE | 4 | ALLRFPs\Saudi Energy\SEC RFP_C001665256\downloaded-rfp\SEC RFP_C001665256.xls
Saudi Energy | downloaded-rfp | 902008250 | 10 902008250 CABLE:IGNITION,1/2 IN DIA... | 10 902008250 CABLE:IGNITION,1/2 IN DIA X 16 FT,25 KV, | 35 | ALLRFPs\Saudi Energy\downloaded-rfp\SEC RFP- C001764208.xls
Saudi Energy | downloaded-rfp | 905897410 | 20 905897410 BRUSH,ELEC,AC GENERATOR,C... | 20 905897410 BRUSH,ELEC,AC GENERATOR,CRBN,#323B7988P0 | 835 | ALLRFPs\Saudi Energy\downloaded-rfp\SEC RFP- C001764208.xls
Saudi Energy | downloaded-rfp | 902010304 | 30 902010304 ELBOW,TUBE,316L SSTL, AST... | 30 902010304 ELBOW,TUBE,316L SSTL, ASTM A182, GR F,#8 | 12 | ALLRFPs\Saudi Energy\downloaded-rfp\SEC RFP- C001764208.xls
Saudi Energy | downloaded-rfp | 902009281 | 40 902009281 TRANSDUCER:POSITION,0 TO ... | 40 902009281 TRANSDUCER:POSITION,0 TO PLUS OR MINUS 1 | 60 | ALLRFPs\Saudi Energy\downloaded-rfp\SEC RFP- C001764208.xls
Saudi Energy | downloaded-rfp | 905544167 | 50 905544167 TRANSDUCER:VIBRATION,200 ... | 50 905544167 TRANSDUCER:VIBRATION,200 MV/IPS OUTPUT,S | 40 | ALLRFPs\Saudi Energy\downloaded-rfp\SEC RFP- C001764208.xls
Saudi Energy | downloaded-rfp | 902001169 | 60 902001169 NUT,HEX,STL,3/4 IN DIA,10... | 60 902001169 NUT,HEX,STL,3/4 IN DIA,10 UNC,#3004B8211 | 36 | ALLRFPs\Saudi Energy\downloaded-rfp\SEC RFP- C001764208.xls