## Intend To Respond Instructions
Required Action
Submit the list of items on which you intend to respond
Instructions
Proceed through each worksheet using the tabs at the bottom of the window and fill out the required information: "Intend to Bid data" (color-coded cells, below) are required for Intend to Respond stage and "Bidding data" (color-coded cells, below) are required for Submit Response stage. When you have filled in all the information, save the file to your desktop and import it to the application.
General Guidelines and Cell Legend
Some of the cells in the following sheets require that you enter data, some can optionally be edited, and some are read-only. This is indicated by the color and border
Header and System ID Information: Do not modify this cell or the import may fail.
Help Information. Do not modify this cell or the import may fail.
Bidding data. These cells are optional if you are selecting lots to which you intend to respond, otherwise they are required. Cells that you fill in are copied into the event when you import the spreadsheet. The column heading for these cells also has an asterisk (*) in it.
Intend to Bid data. These cells are required; specify Yes or No.
Optional data
Without the border, read only data

## Submit Response Instructions
Required Action
Submit the answers to the questions.
Instructions
Proceed through each worksheet using the tabs at the bottom of the window and fill out the required information. When complete, save the file to your computer desktop and upload it to the application.
General Guidelines and Cell Legend
Some of the cells in the following sheets require that you enter data, some can optionally be edited, and some are read-only. This is indicated by the color and border
Header and System ID Information: Do not modify this cell or the import may fail.
Help Information. Do not modify this cell or the import may fail.
Bidding data. These cells are required. The column heading for these cells also has an asterisk (*) in it.
Optional data
Without the border, read only data
Text Format Help: Please prefix an apostrophe (') if you want to format data in a cell as text rather than a number or a date. For example, if you want to enter 50000000 as text then you need to enter '50000000 in the cell. Another workaround is to first change the cell format type to 'Text' within Excel and then enter the values.

## DV_sheet_ (hidden)
Yes | Comply with Aramco packing, labeling and marking requirements | VTC - Vendor Delivery to Customer | OTHERS – ENTER MANUFACTURER AND PART NUMBER DETAILS BELOW | OTHERS – ENTER MANUFACTURER AND PART NUMBER DETAILS BELOW | OTHERS – ENTER MANUFACTURER AND PART NUMBER DETAILS BELOW | OTHERS – ENTER MANUFACTURER AND PART NUMBER DETAILS BELOW | OTHERS – ENTER MANUFACTURER AND PART NUMBER DETAILS BELOW | OTHERS – ENTER MANUFACTURER AND PART NUMBER DETAILS BELOW | OTHERS – ENTER MANUFACTURER AND PART NUMBER DETAILS BELOW | OTHERS – ENTER MANUFACTURER AND PART NUMBER DETAILS BELOW | OTHERS – ENTER MANUFACTURER AND PART NUMBER DETAILS BELOW | OTHERS – ENTER MANUFACTURER AND PART NUMBER DETAILS BELOW | OTHERS – ENTER MANUFACTURER AND PART NUMBER DETAILS BELOW | AD Andorra | OTHERS – ENTER MANUFACTURER AND PART NUMBER DETAILS BELOW | OTHERS – ENTER MANUFACTURER AND PART NUMBER DETAILS BELOW | OTHERS – ENTER MANUFACTURER AND PART NUMBER DETAILS BELOW | OTHERS – ENTER MANUFACTURER AND PART NUMBER DETAILS BELOW | OTHERS – ENTER MANUFACTURER AND PART NUMBER DETAILS BELOW | OTHERS – ENTER MANUFACTURER AND PART NUMBER DETAILS BELOW | OTHERS – ENTER MANUFACTURER AND PART NUMBER DETAILS BELOW | OTHERS – ENTER MANUFACTURER AND PART NUMBER DETAILS BELOW | OTHERS – ENTER MANUFACTURER AND PART NUMBER DETAILS BELOW | OTHERS – ENTER MANUFACTURER AND PART NUMBER DETAILS BELOW | OTHERS – ENTER MANUFACTURER AND PART NUMBER DETAILS BELOW | We don't carry a compatible part/material
No | Deliver using own packing standards | SAC - Saudi Aramco Carrier | 5002328711 MIDDLE EAST SPECIALIZED CABLES ( SA - RIYADH ) | 5002289491 MIDDLE EAST SPECIALIZED CABLES ( SA - RIYADH ) | 5001122018 MIDDLE EAST SPECIALIZED CABLES ( SA - RIYADH ) | 5002321309 MIDDLE EAST SPECIALIZED CABLES ( SA - RIYADH ) | 5001116515 MIDDLE EAST SPECIALIZED CABLES ( SA - RIYADH ) | 5002413665 MIDDLE EAST SPECIALIZED CABLES ( SA - RIYADH ) | 5002285758 MIDDLE EAST SPECIALIZED CABLES ( SA - RIYADH ) | 5002414251 MIDDLE EAST SPECIALIZED CABLES ( SA - RIYADH ) | 5002229642 MIDDLE EAST SPECIALIZED CABLES ( SA - RIYADH ) | 5002417506 MIDDLE EAST SPECIALIZED CABLES ( SA - RIYADH ) | 5001122099 MIDDLE EAST SPECIALIZED CABLES ( SA - RIYADH ) | AE Utd.Arab Emir. | 5002328666 MIDDLE EAST SPECIALIZED CABLES ( SA - RIYADH ) | 5001560479 MIDDLE EAST SPECIALIZED CABLES ( SA - RIYADH ) | 5002307844 MIDDLE EAST SPECIALIZED CABLES ( SA - RIYADH ) | 5001116658 MIDDLE EAST SPECIALIZED CABLES ( SA - RIYADH ) | 5002177623 MIDDLE EAST SPECIALIZED CABLES ( SA - RIYADH ) | 5002328661 MIDDLE EAST SPECIALIZED CABLES ( SA - RIYADH ) | 5003105157 MIDDLE EAST SPECIALIZED CABLES ( SA - RIYADH ) | 5002710937 MIDDLE EAST SPECIALIZED CABLES ( SA - RIYADH ) | 5002332779 MIDDLE EAST SPECIALIZED CABLES ( SA - RIYADH ) | 5002332778 MIDDLE EAST SPECIALIZED CABLES ( SA - RIYADH ) | 5001116576 MIDDLE EAST SPECIALIZED CABLES ( SA - RIYADH ) | We don't supply at the requested quantity
|  | SAT - Transportation Truck | 5002328712 SAUDI CABLE COMPANY ( SA - JEDDAH ) | 5002338607 Belden Inc ( US - RICHMOND ) | 5001122050 Belden Inc ( US - RICHMOND ) | 5002486397 SAUDI CABLE COMPANY ( SA - JEDDAH ) | 5001471502 THE OKONITE COMPANY ( US - ASHTON ) | 5002486406 SAUDI CABLE COMPANY ( SA - JEDDAH ) | 5002701906 SAUDI CABLE COMPANY ( SA - JEDDAH ) | 5002414252 Belden Inc ( US - RICHMOND ) | 5002229643 SAUDI CABLE COMPANY ( SA - JEDDAH ) | 5002417507 Belden Inc ( US - RICHMOND ) | 5001122121 Belden Inc ( US - RICHMOND ) | AF Afghanistan | 5002328667 SAUDI CABLE COMPANY ( SA - JEDDAH ) | 5001561034 THE OKONITE COMPANY ( US - ASHTON ) | 5002307845 MARMON INDUSTRIAL ENERGY & INF ( US - MOUNT PLEASANT ) | 5002327232 OKAZAKI MANUFACTURING COMPANY ( JP - KOBE-SHI, HYOGO-KEN ) | 5002486395 SAUDI CABLE COMPANY ( SA - JEDDAH ) | 5002328662 SAUDI CABLE COMPANY ( SA - JEDDAH ) | 5003105158 SAUDI CABLE COMPANY ( SA - JEDDAH ) | 5002710938 SAUDI CABLE COMPANY ( SA - JEDDAH ) | 5002652172 SAUDI CABLE COMPANY ( SA - JEDDAH ) | 5002652167 SAUDI CABLE COMPANY ( SA - JEDDAH ) | 5001471522 THE OKONITE COMPANY ( US - ASHTON ) | Discontinued Item
|  | VTD - Vendor Truck Delivery | 5002328713 MARMON INDUSTRIAL ENERGY & INF ( US - MOUNT PLEASANT ) | 5002486381 SAUDI CABLE COMPANY ( SA - JEDDAH ) | 5001122066 MARMON INDUSTRIAL ENERGY & INF ( US - MOUNT PLEASANT ) | 5002647379 Belden Inc ( US - RICHMOND ) | 5002327228 OKAZAKI MANUFACTURING COMPANY ( JP - KOBE-SHI, HYOGO-KEN ) | 5002651591 Belden Inc ( US - RICHMOND ) |  | 5002414253 MARMON INDUSTRIAL ENERGY & INF ( US - MOUNT PLEASANT ) | 5002229644 THE OKONITE COMPANY ( US - ASHTON ) | 5002417508 THE OKONITE COMPANY ( US - ASHTON ) | 5001122157 MARMON INDUSTRIAL ENERGY & INF ( US - MOUNT PLEASANT ) | AG Antigua/Barbuda | 5002328668 MARMON INDUSTRIAL ENERGY & INF ( US - MOUNT PLEASANT ) | 5002338613 Belden Inc ( US - RICHMOND ) | 5002338618 Belden Inc ( US - RICHMOND ) | 5002338595 Belden Inc ( US - RICHMOND ) | 5002647372 Belden Inc ( US - RICHMOND ) | 5002328663 MARMON INDUSTRIAL ENERGY & INF ( US - MOUNT PLEASANT ) | 5003105220 Belden Inc ( US - RICHMOND ) | 5002710940 Belden Inc ( US - RICHMOND ) | 5002652173 Belden Inc ( US - RICHMOND ) | 5002652168 Belden Inc ( US - RICHMOND ) | 5002327230 OKAZAKI MANUFACTURING COMPANY ( JP - KOBE-SHI, HYOGO-KEN ) | We are currently at full capacity
|  | FOB - Port of Export | 5002328715 TE WIRE AND CABLE COMPANY ( US - SADDLE BROOK ) | 5002647331 MARMON INDUSTRIAL ENERGY & INF ( US - MOUNT PLEASANT ) | 5001122092 THE OKONITE COMPANY ( US - ASHTON ) | 5002647380 MARMON INDUSTRIAL ENERGY & INF ( US - MOUNT PLEASANT ) | 5002338592 Belden Inc ( US - RICHMOND ) | 5002651592 MARMON INDUSTRIAL ENERGY & INF ( US - MOUNT PLEASANT ) |  | 5002651553 SAUDI CABLE COMPANY ( SA - JEDDAH ) | 5002338614 Belden Inc ( US - RICHMOND ) | 5002647963 SAUDI CABLE COMPANY ( SA - JEDDAH ) | 5001122183 THE OKONITE COMPANY ( US - ASHTON ) | AI Anguilla | 5002328670 TE WIRE AND CABLE COMPANY ( US - SADDLE BROOK ) | 5002486388 SAUDI CABLE COMPANY ( SA - JEDDAH ) | 5002486404 SAUDI CABLE COMPANY ( SA - JEDDAH ) | 5002486352 SAUDI CABLE COMPANY ( SA - JEDDAH ) | 5002647373 MARMON INDUSTRIAL ENERGY & INF ( US - MOUNT PLEASANT ) | 5002328665 TE WIRE AND CABLE COMPANY ( US - SADDLE BROOK ) | 5003105221 MARMON INDUSTRIAL ENERGY & INF ( US - MOUNT PLEASANT ) | 5002710941 MARMON INDUSTRIAL ENERGY & INF ( US - MOUNT PLEASANT ) | 5002652174 MARMON INDUSTRIAL ENERGY & INF ( US - MOUNT PLEASANT ) | 5002652169 MARMON INDUSTRIAL ENERGY & INF ( US - MOUNT PLEASANT ) | 5002338593 Belden Inc ( US - RICHMOND ) | Missing information / not enough information provided
|  | FCA - Kuehne+Nagel Houstn 77032 | 5002338643 Belden Inc ( US - RICHMOND ) | 5002647332 TE WIRE AND CABLE COMPANY ( US - SADDLE BROOK ) | 5002327243 OKAZAKI MANUFACTURING COMPANY ( JP - KOBE-SHI, HYOGO-KEN ) | 5002647382 OKAZAKI MANUFACTURING COMPANY ( JP - KOBE-SHI, HYOGO-KEN ) | 5002486344 SAUDI CABLE COMPANY ( SA - JEDDAH ) | 5002651594 TE WIRE AND CABLE COMPANY ( US - SADDLE BROOK ) |  | 5002651555 TE WIRE AND CABLE COMPANY ( US - SADDLE BROOK ) | 5002647360 MARMON INDUSTRIAL ENERGY & INF ( US - MOUNT PLEASANT ) | 5002647965 MARMON INDUSTRIAL ENERGY & INF ( US - MOUNT PLEASANT ) | 5002327244 OKAZAKI MANUFACTURING COMPANY ( JP - KOBE-SHI, HYOGO-KEN ) | AB Abu Dhabi | 5002338634 Belden Inc ( US - RICHMOND ) | 5002647355 MARMON INDUSTRIAL ENERGY & INF ( US - MOUNT PLEASANT ) |  | 5002647296 MARMON INDUSTRIAL ENERGY & INF ( US - MOUNT PLEASANT ) | 5002647375 TE WIRE AND CABLE COMPANY ( US - SADDLE BROOK ) | 5002338633 Belden Inc ( US - RICHMOND ) | 5003105222 THE OKONITE COMPANY ( US - ASHTON ) | 5002710942 THE OKONITE COMPANY ( US - ASHTON ) | 5002652176 BELDEN HIRSCHMANN INDUSTRIES ( CN - KUNSHAN CITY, JIANGSU PROVINCE ) | 5002652171 BELDEN HIRSCHMANN INDUSTRIES ( CN - KUNSHAN CITY, JIANGSU PROVINCE ) | 5002365275 MARMON INDUSTRIAL ENERGY & INF ( US - MOUNT PLEASANT ) | Other
|  | FCA - Amsterdam, NL | 5002652107 OKAZAKI MANUFACTURING COMPANY ( JP - KOBE-SHI, HYOGO-KEN ) | 5002647333 OKAZAKI MANUFACTURING COMPANY ( JP - KOBE-SHI, HYOGO-KEN ) | 5002486371 SAUDI CABLE COMPANY ( SA - JEDDAH ) | 5002651514 TE WIRE AND CABLE COMPANY ( US - SADDLE BROOK ) | 5002647285 MARMON INDUSTRIAL ENERGY & INF ( US - MOUNT PLEASANT ) | 5002651595 OKAZAKI MANUFACTURING COMPANY ( JP - KOBE-SHI, HYOGO-KEN ) |  | 5002651556 OKAZAKI MANUFACTURING COMPANY ( JP - KOBE-SHI, HYOGO-KEN ) | 5002647361 TE WIRE AND CABLE COMPANY ( US - SADDLE BROOK ) | 5002647966 TE WIRE AND CABLE COMPANY ( US - SADDLE BROOK ) | 5002486373 SAUDI CABLE COMPANY ( SA - JEDDAH ) | AL Albania | 5002652089 OKAZAKI MANUFACTURING COMPANY ( JP - KOBE-SHI, HYOGO-KEN ) | 5002647356 TE WIRE AND CABLE COMPANY ( US - SADDLE BROOK ) |  | 5002647297 TE WIRE AND CABLE COMPANY ( US - SADDLE BROOK ) | 5002647376 OKAZAKI MANUFACTURING COMPANY ( JP - KOBE-SHI, HYOGO-KEN ) | 5002652086 OKAZAKI MANUFACTURING COMPANY ( JP - KOBE-SHI, HYOGO-KEN ) | 5003105224 TE WIRE AND CABLE COMPANY ( US - SADDLE BROOK ) | 5002710944 TE WIRE AND CABLE COMPANY ( US - SADDLE BROOK ) |  |  | 5002486348 SAUDI CABLE COMPANY ( SA - JEDDAH )
|  | FCA - Milan, Italy | 5002652108 BELDEN HIRSCHMANN INDUSTRIES ( CN - KUNSHAN CITY, JIANGSU PROVINCE ) | 5002647334 BELDEN HIRSCHMANN INDUSTRIES ( CN - KUNSHAN CITY, JIANGSU PROVINCE ) | 5002647313 TE WIRE AND CABLE COMPANY ( US - SADDLE BROOK ) | 5002651515 BELDEN HIRSCHMANN INDUSTRIES ( CN - KUNSHAN CITY, JIANGSU PROVINCE ) | 5002647286 TE WIRE AND CABLE COMPANY ( US - SADDLE BROOK ) | 5002651596 BELDEN HIRSCHMANN INDUSTRIES ( CN - KUNSHAN CITY, JIANGSU PROVINCE ) |  | 5002651557 BELDEN HIRSCHMANN INDUSTRIES ( CN - KUNSHAN CITY, JIANGSU PROVINCE ) | 5002647362 OKAZAKI MANUFACTURING COMPANY ( JP - KOBE-SHI, HYOGO-KEN ) | 5002647967 OKAZAKI MANUFACTURING COMPANY ( JP - KOBE-SHI, HYOGO-KEN ) | 5002647315 TE WIRE AND CABLE COMPANY ( US - SADDLE BROOK ) | AM Armenia | 5002652090 BELDEN HIRSCHMANN INDUSTRIES ( CN - KUNSHAN CITY, JIANGSU PROVINCE ) | 5002647357 OKAZAKI MANUFACTURING COMPANY ( JP - KOBE-SHI, HYOGO-KEN ) |  | 5002647298 BELDEN HIRSCHMANN INDUSTRIES ( CN - KUNSHAN CITY, JIANGSU PROVINCE ) | 5002647377 BELDEN HIRSCHMANN INDUSTRIES ( CN - KUNSHAN CITY, JIANGSU PROVINCE ) | 5002652087 BELDEN HIRSCHMANN INDUSTRIES ( CN - KUNSHAN CITY, JIANGSU PROVINCE ) | 5003105225 BAHRA ADVANCED CABLES MANUFACT ( SA - JEDDAH ) | 5002710945 OKAZAKI MANUFACTURING COMPANY ( JP - KOBE-SHI, HYOGO-KEN ) |  |  | 5002647291 TE WIRE AND CABLE COMPANY ( US - SADDLE BROOK )
|  | FCA - Colnsbrook, Slough, UK |  |  | 5002647314 BELDEN HIRSCHMANN INDUSTRIES ( CN - KUNSHAN CITY, JIANGSU PROVINCE ) |  | 5002647287 BELDEN HIRSCHMANN INDUSTRIES ( CN - KUNSHAN CITY, JIANGSU PROVINCE ) |  |  | 5002820404 THE OKONITE COMPANY ( US - ASHTON ) | 5002647363 BELDEN HIRSCHMANN INDUSTRIES ( CN - KUNSHAN CITY, JIANGSU PROVINCE ) | 5002647968 BELDEN HIRSCHMANN INDUSTRIES ( CN - KUNSHAN CITY, JIANGSU PROVINCE ) | 5002647316 BELDEN HIRSCHMANN INDUSTRIES ( CN - KUNSHAN CITY, JIANGSU PROVINCE ) | AN Dutch Antilles |  | 5002647358 BELDEN HIRSCHMANN INDUSTRIES ( CN - KUNSHAN CITY, JIANGSU PROVINCE ) |  |  |  |  | 5003105226 OKAZAKI MANUFACTURING COMPANY ( JP - KOBE-SHI, HYOGO-KEN ) | 5002710946 BELDEN HIRSCHMANN INDUSTRIES ( CN - KUNSHAN CITY, JIANGSU PROVINCE ) |  |  | 5002647292 BELDEN HIRSCHMANN INDUSTRIES ( CN - KUNSHAN CITY, JIANGSU PROVINCE )
|  | FCA - Swords, Co. Dublin, IE | [9 empty] | 5003038492 BAHRA ADVANCED CABLES MANUFACT ( SA - JEDDAH ) |  | AO Angola | [6 empty] | 5003105227 BELDEN HIRSCHMANN INDUSTRIES ( CN - KUNSHAN CITY, JIANGSU PROVINCE )
|  | FCA - Supplier’s plant loaded in Containers | [11 empty] | AQ Antarctica
|  | POE – Port of Export | [11 empty] | AR Argentina
|  | POE – Buyer’s consolidation yard in China | [11 empty] | AS Samoa,American
AT Austria
AU Australia
AW Aruba
AZ Azerbaijan
BA Bosnia-Herz.
BB Barbados
BD Bangladesh
BE Belgium
BF Burkina-Faso
BG Bulgaria
BH Bahrain
BI Burundi
BJ Benin
BM Bermuda
BN Brunei Dar-es-S
BO Bolivia
BR Brazil
BS Bahamas
BT Bhutan
BU Burma
BV Bouvet Island
BW Botswana
BY White Russia
BZ Belize
CA Canada
CC Coconut Islands
CF Central Afr.Rep
CG Congo
CH Switzerland
CI Ivory Coast
CK Cook Islands
CL Chile
CM Cameroon
CN China
CO Columbia
CR Costa Rica
CS Serbia/Monten.
CU Cuba
CV Cape Verde
CW Curaçao
CX Christmas Islnd
CY Cyprus
CZ Czech Republic
DE Germany
DJ Djibouti
DK Denmark
DM Dominica
DO Dominican Rep.
DU Dubai
DZ Algeria
EC Ecuador
EE Estonia
EG Egypt
ER Eritrea
ES Spain
ET Ethiopia
FI Finland
FJ Fiji
FK Falkland Islnds
FM Micronesia
FO Faeroe
FR France
GA Gabon
GB United Kingdom
GD Grenada
GE Georgia
GF French Guayana
GH Ghana
GI Gibraltar
GL Greenland
GM Gambia
GN Guinea
GP Guadeloupe
GQ Equatorial Guin
GR Greece
GS Sth Sandwich Is
GT Guatemala
GU Guam
GW Guinea-Bissau
GY Guyana
HK Hong Kong
HM Heard/McDon.Isl
HN Honduras
HR Croatia
HT Haiti
HU Hungary
ID Indonesia
IE Ireland
IL Israel
IN India
IO Brit.Ind.Oc.Ter
IQ Iraq
IR Iran
IS Iceland
IT Italy
JM Jamaica
JO Jordan
JP Japan
KE Kenya
KG Kyrgyzstan
KH Cambodia
KI Kiribati
KM Comoros
KN St Kitts&Nevis
KP North Korea
KR South Korea
KW Kuwait
KY Cayman Islands
KZ Kazakhstan
LA Laos
LB Lebanon
LC St. Lucia
LG Lebanon Refugee
LI Liechtenstein
LK Sri Lanka
LM LTN America(OT)
LR Liberia
LS Lesotho
LT Lithuania
LU Luxembourg
LV Latvia
LY Libya
MA Morocco
MC Monaco
MD Moldavia
ME Montenegro
MG Madagascar
MH Marshall Islnds
MK Macedonia
ML Mali
MM Myanmar
MN Mongolia
MO Macau
MP N.Mariana Islnd
MQ Martinique
MR Mauretania
MS Montserrat
MT Malta
MU Mauritius
MV Maldives
MW Malawi
MX Mexico
MY Malaysia
MZ Mozambique
NA Namibia
NC New Caledonia
NE Niger
NF Norfolk Island
NG Nigeria
NI Nicaragua
NL Netherlands
NO Norway
NP Nepal
NR Nauru
NU Niue Islands
NZ New Zealand
OM Oman
PA Panama
PE Peru
PF Frenc.Polynesia
PG Pap. New Guinea
PH Philippines
PK Pakistan
PL Poland
PM St.Pier,Miquel.
PN Pitcairn Islnds
PR Puerto Rico
PS Palestine(ALL)
PT Portugal
PW Palau
PY Paraguay
QA Qatar
RE Reunion
RO Romania
RS Serbia
RU Russian Fed.
RW Rwanda
SA Saudi Arabia
SB Solomon Islands
SC Seychelles
SD Sudan
SE Sweden
SG Singapore
SH St. Helena
SI Slovenia
SJ Svalbard
SK Slovakia
SL Sierra Leone
SM San Marino
SN Senegal
SO Somalia
SR Suriname
ST S.Tome,Principe
SV El Salvador
SY Syria
SZ Swaziland
TC Turksh Caicosin
TD Chad
TG Togo
TH Thailand
TJ Tajikstan
TK Tokelau Islands
TM Turkmenistan
TN Tunisia
TO Tonga
TP East Timor
TR Turkey
TT Trinidad,Tobago
TV Tuvalu
TW Taiwan
TZ Tanzania
UA Ukraine
UG Uganda
UM Minor Outl.Isl.
US USA
UY Uruguay
UZ Uzbekistan
VA Vatican City
VC St. Vincent
VE Venezuela
VG Brit.Virgin Is.
VI Amer.Virgin Is.
VN Vietnam
VU Vanuatu
WF Wallis,Futuna
WS Western Samoa
YE Yemen
YT Mayotte
YU Yugoslavia
ZA South Africa
ZM Zambia
ZR Democ.Rep.Congo
ZW Zimbabwe

## 2 BIDDING INSTRUCTIONS AND C...
Number | Name | Alternative | Answer
Help And Options. Click on the + sign on the left for more information to fill out the cells
Hierarchical, unique number of the section, lot, or question | Question, item, or lot name | Specify the alternative name for items that are part of an alternative bid. Leave it blank for items that are part of a primary bid. | Answer
For example, My Alternative 1
2.1 | Terms and Conditions |  | RFP Clause Q011 - LOCAL DELIVERY POE PO (CONCURRENT).pdf
2.2 | Do you accept RFP Terms and Conditions? If “No”, please provide details in the RFP. |  | Yes

## 3 GENERAL REQUIREMENT
Number | Name | Alternative | Description | Answer
Help And Options. Click on the + sign on the left for more information to fill out the cells
Hierarchical, unique number of the section, lot, or question | Question, item, or lot name | Specify the alternative name for items that are part of an alternative bid. Leave it blank for items that are part of a primary bid. | Item or lot description | Answer
For example, My Alternative 1
3.1 | Bid Validity
3.1.1 | What is the last date for bid validity? Ensure bid validity of at least sixty (60) days from the bid closing date, unless otherwise requested. |  |  | 2024-12-16 02:55
3.2 | Packing and Labeling
3.2.1 | Are you complying with Aramco's packing labeling and marking requirements as detailed in the bidding instructions, or do you wish to deliver using your own packing standards? You must provide details in your bid. |  |  | Deliver using own packing standards

## 4 TECHNICAL ENVELOPE
Number | Name | Alternative | Description | Answer
Help And Options. Click on the + sign on the left for more information to fill out the cells
Hierarchical, unique number of the section, lot, or question | Question, item, or lot name | Specify the alternative name for items that are part of an alternative bid. Leave it blank for items that are part of a primary bid. | Item or lot description | Answer
For example, My Alternative 1
4.1 | Technical Documents
4.1.1 | Please attach all relevant technical documents of the items quoted. This will be used for the purpose of technical evaluation as required. |  |  | GS-001298.pdf
4.2 | Part Number Revision/Obsolescence
4.2.1 | Is Vendor's quotation for all items matching with the product, part or model number that Aramco has requested? Vendor shall advise in his quotation in accordance with the relevant section RFQ T&C’s regarding 'GOODS/Article Substitutions and Part Number Update'. |  |  | Yes

## 5 Incoterms Details
Number | Name | Alternative | Answer
Help And Options. Click on the + sign on the left for more information to fill out the cells
Hierarchical, unique number of the section, lot, or question | Question, item, or lot name | Specify the alternative name for items that are part of an alternative bid. Leave it blank for items that are part of a primary bid. | Answer
For example, My Alternative 1
5.1 | Incoterms latest version Note: VTC, SAC, SAT & VTD are for Saudi Arabian Suppliers only.
5.2 | Please select the delivery incoterms: |  | SAC - Saudi Aramco Carrier
5.4 | Commercial Documents Please attach all relevant commercial documents of items quoted (if any). Note: If discrepancies arise between the electronic bid and the attachment(s), the electronic bid will be used. |  | scan.pdf

## 7 Commercial Envelope
Number | Name | Alternative | Description | Intend To Respond | Reason for not bidding | Currency | Unit of Measure | Material Number | Quantity | Please Enter Unit Price Below Excluding VAT | * Price | Discount Percentage | China VAT Rate (%) | Requested Delivery Date | * Lead Time (Days) | * Lead Time (Days) Comments | * HS Code | Manufacturer Reference | * MPN | Manufacturer | Manufacturer Comments | Model / Part Number | Model / Part Number Comments | Country Of Origin | Hazardous Indicator | Handling Priority | Inspection Flag | Inspection Description | Packing Specs One | Packing Specs Two | Packing Specs Three | SASO Indicator | Saudi Customs | Shelf Life Code | Storage Conditions | Unloading Point | Remarks | Remarks Comments | Delivery Priority | Transportation Mode | Attachment
Help And Options. Click on the + sign on the left for more information to fill out the cells
Hierarchical, unique number of the section, lot, or question | Question, item, or lot name | Specify the alternative name for items that are part of an alternative bid. Leave it blank for items that are part of a primary bid. | Item or lot description | Intend To Respond | Reason for not bidding | Currency | Unit of Measure
For example, My Alternative 1
7.1 | CABLE; ELECTRICAL; LOW VOLTAGE; TC; PVC |  | CABLE ELECTRICAL LOW VOLTAGE; TC TYPE;STRANDED COPPER CONDUCTO;INSTRUMENTATION TYPE;16 AWG (1.5 SQ MM) CONDUCTO;600 V SUPPLY;20 PAIRS; TWISTED CONDUCTO;31.2 MM CABLE OD;BLACK;PVC JACKET;UL1277;0.64 MM INSUL TH;FOR DIRECT BURIAL;TR 90 DEG C DRY & 75 DEG C WET;XLPE INSUL;COPPER CONDUCTO;34-SAMSS-913;INDIVIDUAL & OVERALL SHIELDED ACID; ALKALI; MOISTURE; FLAME AND SUNLIGHT RESISTANT DRAIN WIRE EXTRUDED OVER CONDUCTOR ASSEMBLY JACKET BLACK & WHITE TINNED COPPER | Yes |  | SAR | Meter | 1000708621 | 4,000 |  | 49 |  |  | 2024-12-09 02:55 | 70 |  | N/A | MANUFACTURER REFERENCES; The following is/are the approved Manufacturer/s and References;- ================================================================ 5002229643 30000865 SAUDI CABLE COMPANY SA PART NUMBER 20PT2-H-XFISYU T414113 SUPERSEDED NUMBER 20PT2-H-2XISYU 5002647360 30001824 MARMON INDUSTRIAL ENERGY & INFRASTR US NUMBER - 5002647361 30003774 TE WIRE AND CABLE COMPANY US NUMBER - 5002647362 30006564 OKAZAKI MANUFACTURING COMPANY JP MAIN MANUFACTURING FACTORY NUMBER - 5002647363 30007517 BELDEN HIRSCHMANN INDUSTRIES CN (SUZHOU) LTD. NUMBER - 5002229644 30001857 THE OKONITE COMPANY US 5002338614 30001526 Belden Inc US Fomerly; BELDEN WIRE AND CABLE NUMBER - 5001463483 10020512 THE OKONITE COMPANY US 5001463482 10016631 BELDEN WIRE AND CABLE COMPANY US INCORPORATED 5002639147 10001266 OKAZAKI MANUFACTURING COMPANY JP TOKYO BRANCH NUMBER - 5001599042 10013206 MIDDLE EAST SPECIALIZED CABLES ( SA MESC ) PART NUMBER 0424-20P16AWG-U0BK8-6H SUPERSEDED NUMBER 0424-20P16AWG-U0BK8-06 5002639148 10019967 DEKORON WIRE AND CABLE US CABLE UNITED STATES OF AMERICA. NUMBER - 5002639149 10032913 TE WIRE AND CABLE US R2 TECHNOLOGIES LLC NUMBER - 5002639150 10056746 BELDEN HIRSCHMANN NETWORKING CN SYSTEM TRADING (SHANGHAI) NUMBER - 5001613563 10013724 SAUDI CABLE COMPANY SA PART NUMBER 20PT2-H-XFISYU T414113 SUPERSEDED NUMBER 20PT2-H-2XISYU 5002229642 30000660 MIDDLE EAST SPECIALIZED CABLES CO. SA LIMITED PART NUMBER 0424-20P16AWG-U0BK8-6H SUPERSEDED NUMBER 0424-20P16AWG-U0BK8-06 | OTHERS – ENTER MANUFACTURER AND PART NUMBER DETAILS BELOW | Bahra Cables |  | 90103270 |  | SA Saudi Arabia | No | X | No |  | 831400 |  |  | No | E - Exempt | 0- | WH-Warehouse (Non-A/C) | M007-S532 UTHMANIYAH STORES |  |  | Urgent | 04 BOAT | 34SAMSS913072620205020763595000101.pdf
7.2 | CABLE ELECTRICAL LOW VOLTAGE; TC; STRAND |  | CABLE ELECTRICAL LOW VOLTAGE; TC TYPE;STRANDED COPPER CONDUCTO;INSTRUMENTATION TYPE;16 AWG (1.5 SQ MM) CONDUCTO;300 V SUPPLY;1 TRIAD; TWISTED CONDUCTO;11.8 MM CABLE OD;BLACK;304 KG/KM LG;PVC JACKET;UL1277;0.38 MM INSUL TH;ALUM-MYLAR SHIELDIN;FOR FOUNDATION FIELDBUS; DIRECT BURIAL;TR 90 DEG C DRY & 75 DEG C WET;XLPE INSUL;TINNED COPPER CONDUCTO;GALVANIZED STEEL WIRE ARMOR;34-SAMSS-913;7 STRANDS X 0.488 MM DIA; FOUNDATION FIELDBUS CABLE; OVERALL SHIELDED; BLACK & RED WITH TRIPLE NUMBER ON WHITE CONDUCTOR; ACID ALKALI MOISTURE OILSUNLIGHTS RESISTANT;FLAME RETARDANT | Yes |  | SAR | Meter | 1000903341 | 1,750 |  | 5 |  |  | 2024-11-03 02:55 | 70 |  | N/A | MANUFACTURER REFERENCES; The following is/are the approved Manufacturer/s and References;- ================================================================ 5002652167 30000865 SAUDI CABLE COMPANY SA NUMBER - 5002332682 10013206 MIDDLE EAST SPECIALIZED CABLES ( SA MESC ) PART NUMBER 0224-01T16AWG-W0BK8-03 SUPERSEDED NUMBER 021X-01T16AWG-W0BK8-PL 0224-01T16AWG-W0BK8-03 5002652168 30001526 Belden Inc US Fomerly; BELDEN WIRE AND CABLE NUMBER - 5002652169 30001824 MARMON INDUSTRIAL ENERGY & INFRASTR US NUMBER - 5002652171 30007517 BELDEN HIRSCHMANN INDUSTRIES CN (SUZHOU) LTD. NUMBER - 5002649897 10016631 BELDEN WIRE AND CABLE COMPANY US INCORPORATED NUMBER - 5002649896 10013724 SAUDI CABLE COMPANY SA NUMBER - 5002649898 10019967 DEKORON WIRE AND CABLE US CABLE UNITED STATES OF AMERICA. NUMBER - 5002649899 10056746 BELDEN HIRSCHMANN NETWORKING CN SYSTEM TRADING (SHANGHAI) NUMBER - 5002332778 30000660 MIDDLE EAST SPECIALIZED CABLES CO. SA LIMITED PART NUMBER 0224-01T16AWG-W0BK8-03 SUPERSEDED NUMBER 021X-01T16AWG-W0BK8-PL 0224-01T16AWG-W0BK8-03 | OTHERS – ENTER MANUFACTURER AND PART NUMBER DETAILS BELOW | Bahra Advanced Cables |  | 90118201 |  | SA Saudi Arabia | No | X | No |  | 831400 |  |  | No | E - Exempt | 1- | WH-Warehouse (Non-A/C) | M007-S532 UTHMANIYAH STORES | MOQ= 2000M Price per meter |  | Urgent | 04 BOAT | 34SAMSS91310009991665020890819000101.pdf
7.3 | CABLE ELECTRICAL LOW VOLTAGE; PLTC; TWIS |  | CABLE ELECTRICAL LOW VOLTAGE; PLTC TYPE;TWISTED PAIRS CONDUCTO;INSTRUMENTATION TYPE;18 AWG (7/0.395 MM) CONDUCTO;300 V SUPPLY;24 CONDUCTO;BLACK;PVC JACKET;0.66 MM (NOMINAL). INSUL TH;ASTM B33;ALUMINUM / POLYESTER LAMINATED TAPE WITH 25% MINIMUM OVERLAP SHIELDIN;FOR DIRECT BURIAL;TR 90 °C;XLPE INSUL;TINNED ANNEALED HIGH QUALITY STRANDED COPPER CONDUCTO;34-SAMSS-913;OVERALL SHIELD | Yes |  | SAR | Meter | 1001053734 | 1,336 |  | 16 |  |  | 2024-11-25 02:55 | 70 |  | N/A | MANUFACTURER REFERENCES; The following is/are the approved Manufacturer/s and References;- ================================================================ 5002710938 30000865 SAUDI CABLE COMPANY SA ITEM NUMBER T413544 CODE NUMBER 12PT2-J-XFOSYU 5002710940 30001526 Belden Inc US Fomerly; BELDEN WIRE AND CABLE 5002710941 30001824 MARMON INDUSTRIAL ENERGY & INFRASTR US 5002710942 30001857 THE OKONITE COMPANY US 5002710944 30003774 TE WIRE AND CABLE COMPANY US 5002710945 30006564 OKAZAKI MANUFACTURING COMPANY JP MAIN MANUFACTURING FACTORY 5002710946 30007517 BELDEN HIRSCHMANN INDUSTRIES CN (SUZHOU) LTD. 5002710833 10013724 SAUDI CABLE COMPANY SA ITEM NUMBER T413544 CODE NUMBER 12PT2-J-XFOSYU 5002710837 10020512 THE OKONITE COMPANY US 5002710834 10013206 MIDDLE EAST SPECIALIZED CABLES ( SA MESC ) 5002710835 10016631 BELDEN WIRE AND CABLE COMPANY US INCORPORATED 5002710836 10019967 DEKORON WIRE AND CABLE US CABLE UNITED STATES OF AMERICA. 5002710838 10032913 TE WIRE AND CABLE US R2 TECHNOLOGIES LLC 5002710839 10001266 OKAZAKI MANUFACTURING COMPANY JP TOKYO BRANCH 5002710840 10056746 BELDEN HIRSCHMANN NETWORKING CN SYSTEM TRADING (SHANGHAI) 5002710937 30000660 MIDDLE EAST SPECIALIZED CABLES CO. SA LIMITED | OTHERS – ENTER MANUFACTURER AND PART NUMBER DETAILS BELOW | Bahra Advanced Cables |  | 90003862 |  | SA Saudi Arabia | No | X | No |  | 831400 |  |  | No | E - Exempt | 1- | WH-Warehouse (Non-A/C) | M001-S500 ABQAIQ STORES | MOQ= 2000M Price per meter |  | Urgent | 04 BOAT | 34SAMSS91310009991665021002405000101.pdf
7.4 | CABLE ELECTRICAL LOW VOLTAGE; TC; 19 STR |  | CABLE ELECTRICAL LOW VOLTAGE; TC TYPE;19 STRANDS CONDUCTO;INSTRUMENTATION TYPE;0.82 SQ MM (18 AWG) CONDUCTO;300 V SUPPLY;4 (2 PAIRS) CONDUCTO;18.8 MM (0.740 IN) CABLE OD;BLACK & WHITE;PVC JACKET;UL13;0.38 MM INSUL TH;FOR DIRECT BURIAL; CONDUIT; AERIAL; DUCT;TR 90 DEG C DRY & 75 DEG C WET;XLPE; ALUM MYLAR TAPE SHIELD INSUL;TINNED COPPER CONDUCTO;GALVANIZED STEEL ARMOR;34-SAMSS-913;ICEA S-66-524;INDIVIDUAL & OVERALL SHIELDED; ACID; ALKALI; MOISTURE FLAME AND SUNLIGHT RESISTANT | Yes |  | SAR | Meter | 1000903343 | 1,000 |  | 9 |  |  | 2024-12-17 02:55 | 70 |  | N/A | MANUFACTURER REFERENCES; The following is/are the approved Manufacturer/s and References;- ================================================================ 5002652172 30000865 SAUDI CABLE COMPANY SA NUMBER - 5002332684 10013206 MIDDLE EAST SPECIALIZED CABLES ( SA MESC ) PART NUMBER 0424-02P18AWG-W0OR8-78 5002652173 30001526 Belden Inc US Fomerly; BELDEN WIRE AND CABLE NUMBER - 5002652174 30001824 MARMON INDUSTRIAL ENERGY & INFRASTR US NUMBER - 5002652176 30007517 BELDEN HIRSCHMANN INDUSTRIES CN (SUZHOU) LTD. NUMBER - 5002649903 10056746 BELDEN HIRSCHMANN NETWORKING CN SYSTEM TRADING (SHANGHAI) NUMBER - 5002649900 10013724 SAUDI CABLE COMPANY SA NUMBER - 5002649901 10016631 BELDEN WIRE AND CABLE COMPANY US INCORPORATED NUMBER - 5002649902 10019967 DEKORON WIRE AND CABLE US CABLE UNITED STATES OF AMERICA. NUMBER - 5002332779 30000660 MIDDLE EAST SPECIALIZED CABLES CO. SA LIMITED PART NUMBER 0424-02P18AWG-W0OR8-78 | OTHERS – ENTER MANUFACTURER AND PART NUMBER DETAILS BELOW | Bahra Advanced Cables |  | 90004052 |  | SA Saudi Arabia | No | X | No |  | 831400 |  |  | No | E - Exempt | 1- | WH-Warehouse (Non-A/C) | M002-S100 DHAHRAN DH CENTRAL STOREHOUSE | MOQ= 2000m price per meter |  | Urgent | 04 BOAT | 34SAMSS91310009991665021002515000101.pdf
7.5 | CABLE; ELECTRICAL; LOW VOLTAGE; ITC |  | CABLE ELECTRICAL LOW VOLTAGE; PLTC TYPE;TWISTED IN TRIADS CONDUCTO;INSTRUMENTATION TYPE;1.5 SQ MM (16 AWG) CONDUCTO;300 V SUPPLY;8 TRIADS CONDUCTO;22.0 MM (OVERALL) CABLE OD;BLACK/WHITE/RED;TYPE; VOLTAGE RATING; MANUFACTURER'S NAME; YEAR OF MANUFACTURING MARKINGS;674 KG/KM LG;PVC JACKET;0.38 MM INSUL TH;ASTM B8;ALUM-MYLAR SHIELDIN;FOR DIRECT BURIAL;TR 90 DEG C (194 DEG F);XLPE INSUL;TINNED COPPER CONDUCTO;34-SAMSS-913; UL-13;7 STRANDS X 0.488 MM DIAMETER; INDIVIDUAL & OVERALL SHIELDED. OIL; ACID; ALKALI; MOISTURE; FLAME AND SUNLIGHT RESISTANT. | Yes |  | SAR | Meter | 1000827157 | 15 |  | 25 |  |  | 2024-12-17 02:55 | 70 |  | N/A | MANUFACTURER REFERENCES; The following is/are the approved Manufacturer/s and References;- ================================================================ 5002486395 30000865 SAUDI CABLE COMPANY SA PART NUMBER T412278 5002161323 10013206 MIDDLE EAST SPECIALIZED CABLES ( SA MESC ) PART NUMBER 041Z-08T16AWG-U0BK8-PL CODE NUMBER SUPERSEDED NUMBER 0424-08T16AWG-U0BK8-03 5002647372 30001526 Belden Inc US Fomerly; BELDEN WIRE AND CABLE NUMBER - 5002647373 30001824 MARMON INDUSTRIAL ENERGY & INFRASTR US NUMBER - 5002647375 30003774 TE WIRE AND CABLE COMPANY US NUMBER - 5002647376 30006564 OKAZAKI MANUFACTURING COMPANY JP MAIN MANUFACTURING FACTORY NUMBER - 5002647377 30007517 BELDEN HIRSCHMANN INDUSTRIES CN (SUZHOU) LTD. NUMBER - 5002639347 10001266 OKAZAKI MANUFACTURING COMPANY JP TOKYO BRANCH NUMBER - 5002639348 10016631 BELDEN WIRE AND CABLE COMPANY US INCORPORATED NUMBER - 5002639352 10056746 BELDEN HIRSCHMANN NETWORKING CN SYSTEM TRADING (SHANGHAI) NUMBER - 5002639349 10019967 DEKORON WIRE AND CABLE US CABLE UNITED STATES OF AMERICA. NUMBER - 5002639351 10032913 TE WIRE AND CABLE US R2 TECHNOLOGIES LLC NUMBER - 5002486039 10013724 SAUDI CABLE COMPANY SA PART NUMBER T412278 5002177623 30000660 MIDDLE EAST SPECIALIZED CABLES CO. SA LIMITED PART NUMBER 041Z-08T16AWG-U0BK8-PL SUPERSEDED NUMBER 0424-08T16AWG-U0BK8-03 | OTHERS – ENTER MANUFACTURER AND PART NUMBER DETAILS BELOW | Bahra Cables |  | 90029408 |  | SA Saudi Arabia | No | N | No |  | 831400 |  |  | No | E - Exempt | 0- | WH-Warehouse (Non-A/C) | B006-C322 TANAJIB STORE STOCK | MOQ= 2000M Price per meter |  | Normal/staged | 04 BOAT | 34SAMSS91310009991665021003153000101.pdf
7.6 | CABLE; ELECTRICAL; LOW VOLTAGE; TC; PVC |  | CABLE ELECTRICAL LOW VOLTAGE; TC TYPE;16 AWG CONDUCTO;INSTRUMENTATION TYPE;16 AWG CONDUCTO;300 V SUPPLY;6 TRIAD CONDUCTO;24.1 MM CABLE OD;BLACK;PVC JACKET;UL 1277;0.64 MM INSUL TH;FOR DIRECT BURIAL;XLPE;COPPER CONDUCTO;34-SAMSS-913;INDIVIDUAL & OVERALL; OIL; ACID; ALKALI; MOISTURE; FLAME; AND SUNLIGHT RESISTANT | Yes |  | SAR | Meter | 1000837160 | 2,150 |  | 23 |  |  | 2024-10-30 03:55 | 70 |  | N/A | MANUFACTURER REFERENCES; The following is/are the approved Manufacturer/s and References;- ================================================================ 5002486406 30000865 SAUDI CABLE COMPANY SA PART NUMBER T402026 5002223423 10013206 MIDDLE EAST SPECIALIZED CABLES ( SA MESC ) PART NUMBER 0424-06T16AWG-U0BK8-03 5002651591 30001526 Belden Inc US Fomerly; BELDEN WIRE AND CABLE NUMBER - 5002651592 30001824 MARMON INDUSTRIAL ENERGY & INFRASTR US NUMBER - 5002651594 30003774 TE WIRE AND CABLE COMPANY US NUMBER - 5002651595 30006564 OKAZAKI MANUFACTURING COMPANY JP MAIN MANUFACTURING FACTORY NUMBER - 5002651596 30007517 BELDEN HIRSCHMANN INDUSTRIES CN (SUZHOU) LTD. NUMBER - 5002649273 10001266 OKAZAKI MANUFACTURING COMPANY JP TOKYO BRANCH NUMBER - 5002649278 10056746 BELDEN HIRSCHMANN NETWORKING CN SYSTEM TRADING (SHANGHAI) NUMBER - 5002649277 10032913 TE WIRE AND CABLE US R2 TECHNOLOGIES LLC NUMBER - 5002649274 10016631 BELDEN WIRE AND CABLE COMPANY US INCORPORATED NUMBER - 5002649275 10019967 DEKORON WIRE AND CABLE US CABLE UNITED STATES OF AMERICA. NUMBER - 5002486050 10013724 SAUDI CABLE COMPANY SA PART NUMBER T402026 5002413665 30000660 MIDDLE EAST SPECIALIZED CABLES CO. SA LIMITED | OTHERS – ENTER MANUFACTURER AND PART NUMBER DETAILS BELOW | Bahra Cables |  | 90118256 |  | SA Saudi Arabia | No | X | No |  | 831400 | 831400 |  | No | E - Exempt | 0- | WH-Warehouse (Non-A/C) | M001-S500 ABQAIQ STORES | MOQ= 3000M PRICE PER METER |  | Urgent | 04 BOAT | 34SAMSS91310009991665021003193000101.pdf
7.7 | CABLE; 600V TC SPISCO (OS) 1/PR 16 AWG ( |  | CORD ELECTRICAL; 2 (1 PAIR) CONDUCTO;1.31 SQ MM (16 AWG) CONDUCTO;19 STRANDS CONDUCTO;600 V SUPPLY;COPPER CONDUCTO;TC; INSTRUMENTATION;10.2 MM (0.400 IN) OD;PVC JACKET;XLPE; ALUM MYLAR TAP SHIELD INSUL;TR 90 DEG C DRY; 75 DEG C WET;FOR DIRECT BURIAL; CABLE TRAY; CONDUIT; DUCT; AERIAL;IEC S-66-524;34-SAMSS-913;1 PAIR; 1.14 MM (0.045 IN) JACET THICKNESS SHIELDED; RWISTED IN PAIRS; WITH 0.52 SQ MM (20 AWG) STRANDED PLAIN OR TINNED COPPER DRAIN WIRE FOR EACH PAIR; PVC JACKET OVER EACH PAIR; OIL; GASOLINE; ACID; ALKALI; MOISTURE; FLAME AND SUNLIGHT RESISTANT; COLOR CODED; REEL MARKED WITH ARAMCO PURCHASE ORDER AND STOCK NUMBER; SHIPPING LENGTH; SIZE OF CONDUCTORS; THICKNESS & TYPE OF INSULATION AND VOLTAGE RATING; MANUFACTURING AND TESTING OF CABLE TO CONFORM TO ICEA S-73-532 ; UL OR EQUIVALENT APPROVED LABELED OR LISTED REQUIRED; OUTER CONDUCTORS; MANUFACTURER NAME; YEAR OF MANUFACTURE; INSULATION THICKNESS; 0.76 MM (0.030 IN); CONDUCTOR MATERIAL SPEC; ASTM B8 CLASS C; INSULATION MATERIAL SPEC; ICEA S-66-524; PACKAGING; CARTON OR FULLY PROTECTED REEL | Yes |  | SAR | Feet | 1000414547 | 2,000 |  | 4 |  |  | 2025-01-06 02:55 | 70 |  | N/A | MANUFACTURER REFERENCES; The following is/are the approved Manufacturer/s and References;- ================================================================ 5002486344 30000865 SAUDI CABLE COMPANY SA 5000371069 10013206 MIDDLE EAST SPECIALIZED CABLES ( SA MESC ) PART NUMBER 02C4-01P16AWG-U0GY7-06 SUPERSEDED NUMBER 0224-01P16AWG-U0GY7-6H 0224-01P16AWG-U0GY76 02C4-01P16AWG-U0GY7-06 02C4-01P16AWG-U0GY7-6H 0414-01P-16AWG-U0 BK8 5002647285 30001824 MARMON INDUSTRIAL ENERGY & INFRASTR US NUMBER - 5002647286 30003774 TE WIRE AND CABLE COMPANY US NUMBER - 5002647287 30007517 BELDEN HIRSCHMANN INDUSTRIES CN (SUZHOU) LTD. NUMBER - 5001471502 30001857 THE OKONITE COMPANY US DRAWING NUMBER CS-20012 5002327228 30006564 OKAZAKI MANUFACTURING COMPANY JP MAIN MANUFACTURING FACTORY NUMBER - 5002338592 30001526 Belden Inc US Fomerly; BELDEN WIRE AND CABLE 5001470680 10001266 OKAZAKI MANUFACTURING COMPANY JP TOKYO BRANCH 5001471084 10024603 $$ ABB AUTOMATION PRODUCTS GMBH DE INSTRUMENTATION 5001470807 10023035 WATLOW ELECTRIC MANUFACTURING US 5001893604 10037887 EGYTECH CABLES EL SEWEDY EG 5002638911 10056746 BELDEN HIRSCHMANN NETWORKING CN SYSTEM TRADING (SHANGHAI) NUMBER - 5002638910 10032913 TE WIRE AND CABLE US R2 TECHNOLOGIES LLC NUMBER - 5002638909 10019967 DEKORON WIRE AND CABLE US CABLE UNITED STATES OF AMERICA. NUMBER - 5001470588 10016631 BELDEN WIRE AND CABLE COMPANY US INCORPORATED 5001470631 10028102 ** CBI ELECTRIC ABERDARE ATC TELECO ZA 5001470750 10026424 SUMITOMO ELECTRIC INDUSTRIES LTD JP HITAKA/MINATO WORKS 5001470877 10020512 THE OKONITE COMPANY US DRAWING NUMBER CS-20012 5001471035 10003885 HEXATRONIC CABLES AND INTERCONNE SE SYSTEMS AB 5001471133 10024590 PRYSMIAN POWERLINK SRL IT 5001470986 10000947 ** LEONI KERPEN GMBH DE 5002485984 10013724 SAUDI CABLE COMPANY SA 5001116515 30000660 MIDDLE EAST SPECIALIZED CABLES CO. SA LIMITED PART NUMBER 02C4-01P16AWG-U0GY7-06 SUPERSEDED NUMBER 0224-01P16AWG-U0GY7-6H 0224-01P16AWG-U0GY76 02C4-01P16AWG-U0GY7-06 02C4-01P16AWG-U0GY7-6H 0414-01P-16AWG-U0 BK8 | OTHERS – ENTER MANUFACTURER AND PART NUMBER DETAILS BELOW | Bahra Advanced Cables |  | 90103201 |  | SA Saudi Arabia | No | N | No |  | 831402 | 831408 |  | No | E - Exempt | 0- | OY-Open yard | M007-S532 UTHMANIYAH STORES | MOQ=2000M PRICE PER METER |  | Normal/staged | 04 BOAT | 34SAMSS91310009991665021009995000101.pdf
7.8 | CABLE; ELECTRICAL; LOW VOLTAGE; PLTC; |  | CABLE ELECTRICAL LOW VOLTAGE; PLTC TYPE;TWISTED PAIR CONDUCTO;INSTRUMENTATION TYPE;18 AWG CONDUCTO;300 V SUPPLY;3 PAIR CONDUCTO;10.7 MM (0.42 IN) CABLE OD;BLACK;VOLTAGE; TYPE; SIZE; NUMBER OF CONDUCTORS; MANUFACTURER NAME MARKINGS;136 KG/KM (91 LBS PER 1000 FT) LG;PVC JACKET;1.35 MM (0.053 IN) INSUL TH;ASTM B8;ALUM-MYLAR SHIELDIN;FOR AERIAL; CONDUIT;NEC 725;CARTON / REEL;TR 90 DEG C (194 DEG F) DRY & 75 DEG C (167 DEG F) W;XLPE / PVC INSUL;COPPER CONDUCTO;34-SAMSS-913;OVERALL SHIELDED; TWISTED; WITH COPPER DRAIN WIRE; 1000 FT PER PACKING | Yes |  | SAR | Feet | 1000655675 | 6,600 |  | 6 |  |  | 2024-12-25 02:55 | 70 |  | N/A | MANUFACTURER REFERENCES; The following is/are the approved Manufacturer/s and References;- ================================================================ 5002486381 30000865 SAUDI CABLE COMPANY SA PART NUMBER T415964 5002647331 30001824 MARMON INDUSTRIAL ENERGY & INFRASTR US NUMBER - 5002647332 30003774 TE WIRE AND CABLE COMPANY US NUMBER - 5002647333 30006564 OKAZAKI MANUFACTURING COMPANY JP MAIN MANUFACTURING FACTORY NUMBER - 5002647334 30007517 BELDEN HIRSCHMANN INDUSTRIES CN (SUZHOU) LTD. NUMBER - 5001301562 10016631 BELDEN WIRE AND CABLE COMPANY US INCORPORATED CATALOG NUMBER 9553 5002338607 30001526 Belden Inc US Fomerly; BELDEN WIRE AND CABLE NUMBER - 5002639098 10001266 OKAZAKI MANUFACTURING COMPANY JP TOKYO BRANCH NUMBER - 5001597490 10013002 JEDDAH CABLES COMPANY LTD SA 5001599040 10013206 MIDDLE EAST SPECIALIZED CABLES ( SA MESC ) PART NUMBER 041Z-03P18AWG-U0BK7-PL 5002639099 10019967 DEKORON WIRE AND CABLE US CABLE UNITED STATES OF AMERICA. NUMBER - 5002639101 10032913 TE WIRE AND CABLE US R2 TECHNOLOGIES LLC NUMBER - 5002639102 10056746 BELDEN HIRSCHMANN NETWORKING CN SYSTEM TRADING (SHANGHAI) NUMBER - 5002486022 10013724 SAUDI CABLE COMPANY SA PART NUMBER T415964 5002289491 30000660 MIDDLE EAST SPECIALIZED CABLES CO. SA LIMITED PART NUMBER 041Z-03P18AWG-U0BK7-PL | OTHERS – ENTER MANUFACTURER AND PART NUMBER DETAILS BELOW | Bahra Cables |  | 90003853 |  | SA Saudi Arabia | No | X | No |  | 831400 |  |  | No | E - Exempt | 0- | WH-Warehouse (Non-A/C) | M008-S104 YANBU STORES | MOQ= 2000M PRICE PER METER |  | Urgent | 04 BOAT | 34SAMSS91310009991665021035788000101.pdf
7.9 | CABLE ELECTRICAL LOW VOLTAGE; ITC; STRAN |  | CABLE ELECTRICAL LOW VOLTAGE; ITC TYPE;STRANDED COPPER CONDUCTO;INSTRUMENTATION TYPE;16 AWG CONDUCTO;300V SUPPLY;2 PAIRS TWISTED CONDUCTO;PER 34-SAMSS-913 MARKINGS;PVC JACKET;UL 2250;0.38 MM INSUL TH;FOR DIRECT BURIED;TR 90 DEG. C MINIMUM;XLPE INSUL;COPPER CONDUCTO;34-SAMSS-913;CABLE; INSTRUMENTATION INDIVIDUAL AND OVERALL SHIELDED; TWISTED IN PAIRS; OIL; ACID; ALKALI; MOISTURE; FLAME RETARDANT AND SUNLIGHT RESISTANT GROUP 4; MANUFACTURING AND TESTING PER SAUDI ARAMCO SPECIFICATION 34-SAMSS-913. | Yes |  | SAR | Meter | 1000901910 | 2,404 |  | 7 |  |  | 2024-12-25 02:55 | 70 |  | N/A | MANUFACTURER REFERENCES; The following is/are the approved Manufacturer/s and References;- ================================================================ 5002328712 30000865 SAUDI CABLE COMPANY SA NUMBER - 5002328713 30001824 MARMON INDUSTRIAL ENERGY & INFRASTR US NUMBER - 5002328715 30003774 TE WIRE AND CABLE COMPANY US NUMBER - 5002652107 30006564 OKAZAKI MANUFACTURING COMPANY JP MAIN MANUFACTURING FACTORY NUMBER - 5002652108 30007517 BELDEN HIRSCHMANN INDUSTRIES CN (SUZHOU) LTD. NUMBER - 5002338643 30001526 Belden Inc US Fomerly; BELDEN WIRE AND CABLE NUMBER - 5002328606 10019967 DEKORON WIRE AND CABLE US CABLE UNITED STATES OF AMERICA. PART NUMBER 2X74-60250-200R1 5002649832 10001266 OKAZAKI MANUFACTURING COMPANY JP TOKYO BRANCH NUMBER - 5002649834 10056746 BELDEN HIRSCHMANN NETWORKING CN SYSTEM TRADING (SHANGHAI) NUMBER - 5002328603 10013724 SAUDI CABLE COMPANY SA 5002328604 10016631 BELDEN WIRE AND CABLE COMPANY US INCORPORATED 5002328605 10032913 TE WIRE AND CABLE US R2 TECHNOLOGIES LLC 5002328602 10013206 MIDDLE EAST SPECIALIZED CABLES ( SA MESC ) PART NUMBER 0424-02P16AWG-U0BK8-IT SUPERSEDED NUMBER 041X-02P16AWG-U0BK8-IC 041Z-02P16AWG-U0BK8-IC 0424-02P16AWG-U0BK8-03 5002328711 30000660 MIDDLE EAST SPECIALIZED CABLES CO. SA LIMITED PART NUMBER 0424-02P16AWG-U0BK8-IT SUPERSEDED NUMBER 041X-02P16AWG-U0BK8-IC 041Z-02P16AWG-U0BK8-IC 0424-02P16AWG-U0BK8-03 | OTHERS – ENTER MANUFACTURER AND PART NUMBER DETAILS BELOW | Bahra Cables |  | 90006402 |  | SA Saudi Arabia | No | X | No |  | 831400 |  |  | No | E - Exempt | 0- | WH-Warehouse (Non-A/C) | M005-S300 RASTANURA STORES | MOQ= 3000M PRICE PER METER |  | Urgent | 04 BOAT | 34SAMSS91310009991665021055684000101.pdf
7.10 | CABLE; ELECTRICAL; LOW VOLTAGE; CONTROL |  | CABLE ELECTRICAL LOW VOLTAGE; CONTROL TYPE;TWISTED PAIR CONDUCTO;INSTRUMENTATION TYPE;18 AWG CONDUCTO;300 V SUPPLY;7 STRANDS CONDUCTO;ORANGE;PVC JACKET;0.38 MM INSUL TH;ASTM B33;ALUM-MYLAR SHIELDIN;FOR DIRECT BURIAL;TR 90 DEG C DRY & 75 DEG C WET;XLPE INSUL;TINNED COPPER CONDUCTO;34-SAMSS-913;FOUNDATION FIELDBUS( FF-H1); CABLE GROUP 2 | Yes |  | SAR | Meter | 1000828568 | 70 |  | 3 |  |  | 2025-03-13 03:55 | 70 |  | N/A | MANUFACTURER REFERENCES; The following is/are the approved Manufacturer/s and References;- ================================================================ 5002647382 30006564 OKAZAKI MANUFACTURING COMPANY JP MAIN MANUFACTURING FACTORY NUMBER - 5002647379 30001526 Belden Inc US Fomerly; BELDEN WIRE AND CABLE NUMBER - 5002647380 30001824 MARMON INDUSTRIAL ENERGY & INFRASTR US NUMBER - 5002651514 30003774 TE WIRE AND CABLE COMPANY US NUMBER - 5002651515 30007517 BELDEN HIRSCHMANN INDUSTRIES CN (SUZHOU) LTD. NUMBER - 5002486397 30000865 SAUDI CABLE COMPANY SA PART NUMBER T415204 5002169985 10013206 MIDDLE EAST SPECIALIZED CABLES ( SA MESC ) PART NUMBER 0224-01P18AWG-U0OR8-PL-78 SUPERSEDED NUMBER 0224-01P18AWG-U0OR8-78 7295.12BFT.CL.T1 5002639370 10001266 OKAZAKI MANUFACTURING COMPANY JP TOKYO BRANCH NUMBER - 5002639371 10016631 BELDEN WIRE AND CABLE COMPANY US INCORPORATED NUMBER - 5002639372 10019967 DEKORON WIRE AND CABLE US CABLE UNITED STATES OF AMERICA. NUMBER - 5002649197 10056746 BELDEN HIRSCHMANN NETWORKING CN SYSTEM TRADING (SHANGHAI) NUMBER - 5002649196 10032913 TE WIRE AND CABLE US R2 TECHNOLOGIES LLC NUMBER - 5002486041 10013724 SAUDI CABLE COMPANY SA PART NUMBER T415204 5002321309 30000660 MIDDLE EAST SPECIALIZED CABLES CO. SA LIMITED PART NUMBER 0224-01P18AWG-U0OR8-PL-78 SUPERSEDED NUMBER 0224-01P18AWG-U0OR8-78 7295.12BFT.CL.T1 | OTHERS – ENTER MANUFACTURER AND PART NUMBER DETAILS BELOW | Bahra Cables |  | 99000700 |  | SA Saudi Arabia | No | N | No |  | 831400 |  |  | No | E - Exempt | 0- | WH-Warehouse (Non-A/C) | M016-S960 JAZAN WAREHOUSE | MOQ= 2000M PRICE PER METER |  | Normal/staged | 04 BOAT | 34SAMSS91310009991665021074634000101.pdf
7.11 | CABLE; 300V PLTC 1/PR 16 AWG (1.31MM2) O |  | CABLE ELECTRICAL LOW VOLTAGE; PLTC TYPE;7 STRANDS CONDUCTO;INSTRUMENTATION TYPE;1.31 SQ MM (16 AWG) CONDUCTO;300 V SUPPLY;2 (1 PAIR) CONDUCTO;6.1 MM (0.240 IN) CABLE OD;VOLTAGE; TYPE; SIZE; NUMBER OF CONDUCTORS; MANUFACTURER NAME MARKINGS;60 KG/KM (40 LBS PER 1000 FT) LG;PVC JACKET;NEC-725;0.38 MM (0.015 IN) INSUL TH;ASTM B8; CLASS B;ALUM MYLAR TAPE SHIELDIN;FOR CABLE TRAY; CONDUIT; DUCT; AERIAL;NEC 725;NEC 725;CARTON OR FULLY PROTECTED REEL;TR 90 DEG C DRY; 75 DEG C WET;XLPE OR PVC INSUL;COPPER CONDUCTO;34-SAMSS-913;SHIELDED; TWISTED; WITH BOLT TEX; COPPER DRAIN WIRE; FLAME AND SUNLIGHT RESISTANT; 0.15 MM (0.020 IN) OUTER JACKET THICKNESS; REEL MARKED WITH; ARAMCO PURCHASE ORDER; STOCK NUMBER; SHIPPING LENGTH; SIZE OF CONDUCTOR; THICKNESS & TYPE OF INSULATION AND VOLTAGE RATING; MANUFACTURING AND TESTING OF CABLE TO CONFORM TO 34-SAMSS-913; UL OR EQUIVALENT APPROVED LABELED OR LISTED REQUIRED | Yes |  | SAR | Feet | 1000420382 | 3,500 |  | 3 |  |  | 2024-12-25 02:55 | 70 |  | N/A | MANUFACTURER REFERENCES; The following is/are the approved Manufacturer/s and References;- ================================================================ 5002486371 30000865 SAUDI CABLE COMPANY SA PART NUMBER T413204 SUPERSEDED NUMBER T403178 5000391758 10013206 MIDDLE EAST SPECIALIZED CABLES ( SA MESC ) PART NUMBER 0224-01P16AWG-U0BK7-03 SUPERSEDED NUMBER 021X-01P16AWG-U0BK7-PL 021Z-01P16AWG-U0BK7-PL 5002647313 30003774 TE WIRE AND CABLE COMPANY US NUMBER - 5002647314 30007517 BELDEN HIRSCHMANN INDUSTRIES CN (SUZHOU) LTD. NUMBER - 5000391880 10016631 BELDEN WIRE AND CABLE COMPANY US INCORPORATED NUMBER 1030A 5000391883 10020512 THE OKONITE COMPANY US PART NUMBER 264-10-4951 5000391882 10019967 DEKORON WIRE AND CABLE US CABLE UNITED STATES OF AMERICA. NUMBER 2X52-6951A-200R1 SUPERSEDED NUMBER 1852-6860R 5001122050 30001526 Belden Inc US Fomerly; BELDEN WIRE AND CABLE NUMBER 1030A 5001122066 30001824 MARMON INDUSTRIAL ENERGY & INFRASTR US NUMBER - 5001122092 30001857 THE OKONITE COMPANY US PART NUMBER 264-10-4951 5002327243 30006564 OKAZAKI MANUFACTURING COMPANY JP MAIN MANUFACTURING FACTORY NUMBER - 5001470701 10001266 OKAZAKI MANUFACTURING COMPANY JP TOKYO BRANCH 5001471105 10024603 $$ ABB AUTOMATION PRODUCTS GMBH DE INSTRUMENTATION 5001470828 10023035 WATLOW ELECTRIC MANUFACTURING US 5002638938 10056746 BELDEN HIRSCHMANN NETWORKING CN SYSTEM TRADING (SHANGHAI) NUMBER - 5002638937 10032913 TE WIRE AND CABLE US R2 TECHNOLOGIES LLC NUMBER - 5001470652 10028102 ** CBI ELECTRIC ABERDARE ATC TELECO ZA 5001470792 10026424 SUMITOMO ELECTRIC INDUSTRIES LTD JP HITAKA/MINATO WORKS 5001471007 10000947 ** LEONI KERPEN GMBH DE 5001471056 10003885 HEXATRONIC CABLES AND INTERCONNE SE SYSTEMS AB 5002486014 10013724 SAUDI CABLE COMPANY SA PART NUMBER T413204 SUPERSEDED NUMBER T403178 5001471151 10024590 PRYSMIAN POWERLINK SRL IT 5001122018 30000660 MIDDLE EAST SPECIALIZED CABLES CO. SA LIMITED PART NUMBER 0224-01P16AWG-U0BK7-03 SUPERSEDED NUMBER 021X-01P16AWG-U0BK7-PL 021Z-01P16AWG-U0BK7-PL | OTHERS – ENTER MANUFACTURER AND PART NUMBER DETAILS BELOW | Bahra Cables |  | 90006351 |  | SA Saudi Arabia | No | X | No |  | 831402 | 831408 |  | No | E - Exempt | 0- | WH-Warehouse (Non-A/C) | M007-S532 UTHMANIYAH STORES | MOQ= 2000M PRICE PER METER |  | Urgent | 04 BOAT | 34SAMSS91310009991665021081859000101.pdf
7.12 | CABLE; E&I; LOW VOLTAGE 300V; 16 AWG |  | CABLE ELECTRICAL LOW VOLTAGE; TC/NEC-CL3/PLTC TYPE;7 STRANDS CONDUCTO;INSTRUMENTATION; SHIELDED TYPE;1.31 SQ MM (16 AWG) CONDUCTO;300 V SUPPLY;1 TRIAD; (3 SINGLE INSULATED CONDUCTORS AND TWISTED TOGETHER CONDUCTO;6.6 MM (0.260 IN) CABLE OD;BLACK;VOLTAGE; TYPE; SIZE; NUMBER OF CONDUCTORS; MANUFACTURER NAME MARKINGS;74 KG/KM (50 LBS PER 1000 FT) LG;PVC JACKET;NEC-725;0.38 MM (0.015 IN) INSUL TH;ASTM B8; CLASS B;ALUM MYLAR TAPE/BELD FOIL SHIELDIN;FOR CABLE TRAY; CONDUIT; DUCT; AERIAL;UL 1581;NEC 725;CARTON/OR FULLY PROTECTED REEL; (1000 FT/COIL);TR 90 DEG C DRY; 75 DEG C WET;XLPE OR PVC INSUL;COPPER CONDUCTO;34-SAMSS-913;NEC-725 CL 2813;TWISTED; WITH BOLTTEXT; COPPER DRAIN WIRE; FLAME AND SUNLIGHT RESISTANT; 1 TRIAD; 0.51 MM (0.020 IN) OUTER JACKET THICKNESS; REEL MARKED WITH; ARAMCO PURCHASE ORDER; STOCK NUMBER; SHIPPING LENGTH; SIZE OF CONDUCTOR; THICKNESS & TYPE OF INSULATION AND VOLTAGE RATING; MANUFACTURING AND TESTING OF CABLE TO CONFORM TO 34- SAMSS-913; UL OR EQUIVALENT APPROVED LABELED OR LISTED REQUIRED | Yes |  | SAR | Feet | 1000420387 | 990 |  | 4 |  |  | 2025-02-11 02:55 | 70 |  | N/A | MANUFACTURER REFERENCES; The following is/are the approved Manufacturer/s and References;- ================================================================ 5002486373 30000865 SAUDI CABLE COMPANY SA PART NUMBER T413203 5000391884 10013206 MIDDLE EAST SPECIALIZED CABLES ( SA MESC ) PART NUMBER 021X-01T16AWG-U0BK7-PL SUPERSEDED NUMBER 0211-01T-16AWG-UO BK8 0211-01T16AWG-UOBK7-03 021X-01T16AWG-U0BK7-PL 021Z-01T16AWG-U0BK7-PL 0224-01T16AWG-U0BK7-03 5002647315 30003774 TE WIRE AND CABLE COMPANY US NUMBER - 5002647316 30007517 BELDEN HIRSCHMANN INDUSTRIES CN (SUZHOU) LTD. NUMBER - 5000391886 10016631 BELDEN WIRE AND CABLE COMPANY US INCORPORATED NUMBER 1031A 5000391887 10019967 DEKORON WIRE AND CABLE US CABLE UNITED STATES OF AMERICA. NUMBER 1862-6860R 5001122121 30001526 Belden Inc US Fomerly; BELDEN WIRE AND CABLE NUMBER 1031A 5001122157 30001824 MARMON INDUSTRIAL ENERGY & INFRASTR US NUMBER - 5001122183 30001857 THE OKONITE COMPANY US 5002327244 30006564 OKAZAKI MANUFACTURING COMPANY JP MAIN MANUFACTURING FACTORY NUMBER - 5001470702 10001266 OKAZAKI MANUFACTURING COMPANY JP TOKYO BRANCH 5001471106 10024603 $$ ABB AUTOMATION PRODUCTS GMBH DE INSTRUMENTATION 5001470829 10023035 WATLOW ELECTRIC MANUFACTURING US 5002638940 10056746 BELDEN HIRSCHMANN NETWORKING CN SYSTEM TRADING (SHANGHAI) NUMBER - 5002638939 10032913 TE WIRE AND CABLE US R2 TECHNOLOGIES LLC NUMBER - 5001470653 10028102 ** CBI ELECTRIC ABERDARE ATC TELECO ZA 5001470794 10026424 SUMITOMO ELECTRIC INDUSTRIES LTD JP HITAKA/MINATO WORKS 5001471008 10000947 ** LEONI KERPEN GMBH DE 5001471057 10003885 HEXATRONIC CABLES AND INTERCONNE SE SYSTEMS AB 5001471152 10024590 PRYSMIAN POWERLINK SRL IT 5002486016 10013724 SAUDI CABLE COMPANY SA PART NUMBER T413203 5000391888 10020512 THE OKONITE COMPANY US 5001122099 30000660 MIDDLE EAST SPECIALIZED CABLES CO. SA LIMITED PART NUMBER 021X-01T16AWG-U0BK7-PL SUPERSEDED NUMBER 0211-01T-16AWG-UO BK8 0211-01T16AWG-UOBK7-03 021X-01T16AWG-U0BK7-PL 021Z-01T16AWG-U0BK7-PL 0224-01T16AWG-U0BK7-03 | OTHERS – ENTER MANUFACTURER AND PART NUMBER DETAILS BELOW | Bahra Cables |  | 90029351 |  | SA Saudi Arabia | No | N | No |  | 831402 | 831408 |  | No | E - Exempt | 0- | WH-Warehouse (Non-A/C) | M007-S532 UTHMANIYAH STORES | MOQ=2000m price per meter |  | Normal/staged | 04 BOAT | 34SAMSS91310009991665021081862000101.pdf
7.13 | CABLE; 300V PLTC 1/PR 16 AWG (1.31MM2) O |  | CABLE ELECTRICAL LOW VOLTAGE; PLTC TYPE;7 STRANDS CONDUCTO;INSTRUMENTATION TYPE;1.31 SQ MM (16 AWG) CONDUCTO;300 V SUPPLY;2 (1 PAIR) CONDUCTO;6.1 MM (0.240 IN) CABLE OD;VOLTAGE; TYPE; SIZE; NUMBER OF CONDUCTORS; MANUFACTURER NAME MARKINGS;60 KG/KM (40 LBS PER 1000 FT) LG;PVC JACKET;NEC-725;0.38 MM (0.015 IN) INSUL TH;ASTM B8; CLASS B;ALUM MYLAR TAPE SHIELDIN;FOR CABLE TRAY; CONDUIT; DUCT; AERIAL;NEC 725;NEC 725;CARTON OR FULLY PROTECTED REEL;TR 90 DEG C DRY; 75 DEG C WET;XLPE OR PVC INSUL;COPPER CONDUCTO;34-SAMSS-913;SHIELDED; TWISTED; WITH BOLT TEX; COPPER DRAIN WIRE; FLAME AND SUNLIGHT RESISTANT; 0.15 MM (0.020 IN) OUTER JACKET THICKNESS; REEL MARKED WITH; ARAMCO PURCHASE ORDER; STOCK NUMBER; SHIPPING LENGTH; SIZE OF CONDUCTOR; THICKNESS & TYPE OF INSULATION AND VOLTAGE RATING; MANUFACTURING AND TESTING OF CABLE TO CONFORM TO 34-SAMSS-913; UL OR EQUIVALENT APPROVED LABELED OR LISTED REQUIRED | Yes |  | SAR | Feet | 1000420382 | 1,000 |  | 3 |  |  | 2025-03-11 03:55 | 70 |  | N/A | MANUFACTURER REFERENCES; The following is/are the approved Manufacturer/s and References;- ================================================================ 5002486371 30000865 SAUDI CABLE COMPANY SA PART NUMBER T413204 SUPERSEDED NUMBER T403178 5000391758 10013206 MIDDLE EAST SPECIALIZED CABLES ( SA MESC ) PART NUMBER 0224-01P16AWG-U0BK7-03 SUPERSEDED NUMBER 021X-01P16AWG-U0BK7-PL 021Z-01P16AWG-U0BK7-PL 5002647313 30003774 TE WIRE AND CABLE COMPANY US NUMBER - 5002647314 30007517 BELDEN HIRSCHMANN INDUSTRIES CN (SUZHOU) LTD. NUMBER - 5000391880 10016631 BELDEN WIRE AND CABLE COMPANY US INCORPORATED NUMBER 1030A 5000391883 10020512 THE OKONITE COMPANY US PART NUMBER 264-10-4951 5000391882 10019967 DEKORON WIRE AND CABLE US CABLE UNITED STATES OF AMERICA. NUMBER 2X52-6951A-200R1 SUPERSEDED NUMBER 1852-6860R 5001122050 30001526 Belden Inc US Fomerly; BELDEN WIRE AND CABLE NUMBER 1030A 5001122066 30001824 MARMON INDUSTRIAL ENERGY & INFRASTR US NUMBER - 5001122092 30001857 THE OKONITE COMPANY US PART NUMBER 264-10-4951 5002327243 30006564 OKAZAKI MANUFACTURING COMPANY JP MAIN MANUFACTURING FACTORY NUMBER - 5001470701 10001266 OKAZAKI MANUFACTURING COMPANY JP TOKYO BRANCH 5001471105 10024603 $$ ABB AUTOMATION PRODUCTS GMBH DE INSTRUMENTATION 5001470828 10023035 WATLOW ELECTRIC MANUFACTURING US 5002638938 10056746 BELDEN HIRSCHMANN NETWORKING CN SYSTEM TRADING (SHANGHAI) NUMBER - 5002638937 10032913 TE WIRE AND CABLE US R2 TECHNOLOGIES LLC NUMBER - 5001470652 10028102 ** CBI ELECTRIC ABERDARE ATC TELECO ZA 5001470792 10026424 SUMITOMO ELECTRIC INDUSTRIES LTD JP HITAKA/MINATO WORKS 5001471007 10000947 ** LEONI KERPEN GMBH DE 5001471056 10003885 HEXATRONIC CABLES AND INTERCONNE SE SYSTEMS AB 5002486014 10013724 SAUDI CABLE COMPANY SA PART NUMBER T413204 SUPERSEDED NUMBER T403178 5001471151 10024590 PRYSMIAN POWERLINK SRL IT 5001122018 30000660 MIDDLE EAST SPECIALIZED CABLES CO. SA LIMITED PART NUMBER 0224-01P16AWG-U0BK7-03 SUPERSEDED NUMBER 021X-01P16AWG-U0BK7-PL 021Z-01P16AWG-U0BK7-PL | OTHERS – ENTER MANUFACTURER AND PART NUMBER DETAILS BELOW | Bahra Advanced Cables |  | 90006351 |  | SA Saudi Arabia | No | N | No |  | 831402 | 831408 |  | No | E - Exempt | 0- | WH-Warehouse (Non-A/C) | M002-S100 DHAHRAN DH CENTRAL STOREHOUSE | MOQ= 2000M PRICE PER METER |  | Normal/staged | 04 BOAT | 34SAMSS91310009991665021081995000101.pdf
7.14 | CABLE; ELECTRICAL; LOW VOLTAGE; MC; UL |  | CABLE ELECTRICAL LOW VOLTAGE; MC TYPE;TWISTED PAIR CONDUCTO;INSTRUMENTATION TYPE;16 AWG CONDUCTO;600 V SUPPLY;4-PAIR CONDUCTO;BLACK;ASTM B3 OR ASTM B33;XLPE (30 MILS) INSUL;COPPER CONDUCTO;UL;7 STRANDS MINIMUM; INDIVIDUALLY SHIELDED;WITH OVERALL SHIELD; DRAIN WIRE PER ASTM 33 IMPERVIOUS; CONTINUOUS; CORRUGATED ALUMINUM PROVIDES PROTECTION AGAINST OIL; ACID; ALKALI AND SUNLIGHT RESISTANT; FLAME RETARDANT. MARKING AND OTHER REQUIREMENTS PER 34-SAMSS-913 SECTION 6.5 (GROUP 4). INSPECTION AND TESTING REQUIREMENTS AS PER A-175 IR347600. PLEASE UTILIZE EXSISTING STOCK UNDER MM 1000726632 FIRST | No | Missing information / not enough information provided | SAR | Feet | 1000832880 | 300 |  |  |  |  | 2025-02-02 02:55 |  |  |  | MANUFACTURER REFERENCES; The following is/are the approved Manufacturer/s and References;- ================================================================ 5002651553 30000865 SAUDI CABLE COMPANY SA NUMBER - 5002215075 10013206 MIDDLE EAST SPECIALIZED CABLES ( SA MESC ) PART NUMBER 0424-04P16AWG-M0BK8-6T 5002414252 30001526 Belden Inc US Fomerly; BELDEN WIRE AND CABLE NUMBER - 5002414253 30001824 MARMON INDUSTRIAL ENERGY & INFRASTR US NUMBER - 5002651555 30003774 TE WIRE AND CABLE COMPANY US NUMBER - 5002651556 30006564 OKAZAKI MANUFACTURING COMPANY JP MAIN MANUFACTURING FACTORY NUMBER - 5002651557 30007517 BELDEN HIRSCHMANN INDUSTRIES CN (SUZHOU) LTD. NUMBER - 5002215076 10016631 BELDEN WIRE AND CABLE COMPANY US INCORPORATED PART NUMBER 121070D/YC47487 5002215077 10019967 DEKORON WIRE AND CABLE US CABLE UNITED STATES OF AMERICA. PART NUMBER 2X7W-60460-300R1 SUPERSEDED NUMBER #2X7W60460201R1 5002820404 30001857 THE OKONITE COMPANY US PART NUMBER 567-70-3404 5002649233 10001266 OKAZAKI MANUFACTURING COMPANY JP TOKYO BRANCH NUMBER - 5002649236 10032913 TE WIRE AND CABLE US R2 TECHNOLOGIES LLC NUMBER - 5002649237 10056746 BELDEN HIRSCHMANN NETWORKING CN SYSTEM TRADING (SHANGHAI) NUMBER - 5002649234 10013724 SAUDI CABLE COMPANY SA NUMBER - 5002820183 10020512 THE OKONITE COMPANY US PART NUMBER 567-70-3404 5002414251 30000660 MIDDLE EAST SPECIALIZED CABLES CO. SA LIMITED PART NUMBER 0424-04P16AWG-M0BK8-6T | [6 empty] | No | N | No |  | 831400 |  |  | No | E - Exempt | 0- | WH-Warehouse (Non-A/C) | B005-C322 TANAJIB STORE STOCK |  |  | Normal/staged | 04 BOAT | MS8314004SHTS050120055021084108000101.pdf
7.15 | CABLE; ELECTRICAL; LOW VOLTAGE; TC; PVC |  | CABLE ELECTRICAL LOW VOLTAGE; TC TYPE;STRANDED COPPER CONDUCTO;INSTRUMENTATION TYPE;16 AWG (1.5 SQ MM) CONDUCTO;600 V SUPPLY;1 TRIAD; TWISTED CONDUCTO;8.9 MM CABLE OD;BLACK;PVC JACKET;UL1277;0.64 MM INSUL TH;FOR DIRECT BURIAL;TR 90 DEG C DRY & 75 DEG C WET;XLPE INSUL;COPPER CONDUCTO;34-SAMSS-913;OVERALL SHIELDED BLACK & RED WITH TRIPLE NUMBER ON WHITE CONDUCTOR; ACID; ALKALI; MOISTURE; FLAME AND SUNLIGHT RESISTANT DRAIN WIRE; EXTRUDED OVER CONDUCTOR ASSEMBLY JACKET TINNED COPPER WHITE; | Yes |  | SAR | Meter | 1000715840 | 1,000 |  | 5 |  |  | 2025-02-02 02:55 | 70 |  | N/A | MANUFACTURER REFERENCES; The following is/are the approved Manufacturer/s and References;- ================================================================ 5002647963 30000865 SAUDI CABLE COMPANY SA NUMBER - 5001556192 10013206 MIDDLE EAST SPECIALIZED CABLES ( SA MESC ) PART NUMBER 0224-01T16AWG-U0BK8-06 SUPERSEDED NUMBER 0224-01T16AWG-U0BK8-6 0224-01T16AWG-U0BK8-6H 5002647965 30001824 MARMON INDUSTRIAL ENERGY & INFRASTR US NUMBER - 5002647966 30003774 TE WIRE AND CABLE COMPANY US NUMBER - 5002647967 30006564 OKAZAKI MANUFACTURING COMPANY JP MAIN MANUFACTURING FACTORY NUMBER - 5002647968 30007517 BELDEN HIRSCHMANN INDUSTRIES CN (SUZHOU) LTD. NUMBER - 5002417507 30001526 Belden Inc US Fomerly; BELDEN WIRE AND CABLE NUMBER - 5002417508 30001857 THE OKONITE COMPANY US 5001556193 10016631 BELDEN WIRE AND CABLE COMPANY US INCORPORATED PART NUMBER 3091D 0105000 5001556194 10020512 THE OKONITE COMPANY US 5002639171 10001266 OKAZAKI MANUFACTURING COMPANY JP TOKYO BRANCH NUMBER - 5001893819 10037887 EGYTECH CABLES EL SEWEDY EG 5002639175 10032913 TE WIRE AND CABLE US R2 TECHNOLOGIES LLC NUMBER - 5002639176 10056746 BELDEN HIRSCHMANN NETWORKING CN SYSTEM TRADING (SHANGHAI) NUMBER - 5002639172 10013724 SAUDI CABLE COMPANY SA NUMBER - 5002639173 10019967 DEKORON WIRE AND CABLE US CABLE UNITED STATES OF AMERICA. NUMBER - 5002417506 30000660 MIDDLE EAST SPECIALIZED CABLES CO. SA LIMITED PART NUMBER 0224-01T16AWG-U0BK8-06 SUPERSEDED NUMBER 0224-01T16AWG-U0BK8-6 0224-01T16AWG-U0BK8-6H 5003037847 10044083 BAHRA ADVANCED CABLE MANUFACTURE SA CO. LTD. 5003038492 30006546 BAHRA ADVANCED CABLES MANUFACTURER SA CO. LTD. | 5003038492 BAHRA ADVANCED CABLES MANUFACT ( SA - JEDDAH ) |  |  |  |  | SA Saudi Arabia | No | N | No |  | 831400 |  |  | No | E - Exempt | 0- | WH-Warehouse (Non-A/C) | M009-S322 TANAJIB STORE STOCK | MOQ=2000M |  | Normal/staged | 04 BOAT | 34SAMSS91310009991665021084537000101.pdf
7.16 | CABLE;ELECLV;STRANDED;TC;2.5MM2;600V |  | CABLE ELECTRICAL LOW VOLTAGE; STRANDED CONDUCTO;TC TYPE;2.5 MM2 CONDUCTO;600 V SUPPLY;12 PAIR CONDUCTO;PVC JACKET;XLPE INSUL;CU CONDUCTO;34-SAMSS-913;INSTRUMENTATION; UN-SHIELDED WITH OVERALL SHIELD; TWISTED IN PAIRS; DIRECT BURIED; OIL; ACID; ALKALI; MOISTURE; FLAME AND SUNLIGHT RESISTANT; GROUP-3 AS PER 34-SAMSS-913; AND E-ATTACH-058; SHT-001; NOTES; 1) TO BE USED FOR HRDH R/H-K4; 2) DRAWING CODE; 4662; 3)ISSUE UNIT 1 EACH 1 METER; INSPECT CODE; 347600; PACK SPEC CODE ; 831402; 831408 | Yes |  | SAR | each | 1000879055 | 1,500 |  | 36 |  |  | 2024-12-18 02:55 | 70 |  | N/A | MANUFACTURER REFERENCES; The following is/are the approved Manufacturer/s and References;- ================================================================ 5002701906 30000865 SAUDI CABLE COMPANY SA PART NUMBER 12PT2-I-XFOSYU CODE NUMBER T414396 5002283385 10013206 MIDDLE EAST SPECIALIZED CABLES ( SA MESC ) PART NUMBER 0424-12P14AWG-U0BK8-06 SUPERSEDED NUMBER 0424-12P14AWG-U0BK8-6H 5002700726 10013724 SAUDI CABLE COMPANY SA PART NUMBER 12PT2-I-XFOSYU CODE NUMBER T414396 5002285758 30000660 MIDDLE EAST SPECIALIZED CABLES CO. SA LIMITED PART NUMBER 0424-12P14AWG-U0BK8-06 SUPERSEDED NUMBER 0424-12P14AWG-U0BK8-6H | OTHERS – ENTER MANUFACTURER AND PART NUMBER DETAILS BELOW | Bahra Cables |  | 90104662 |  | SA Saudi Arabia | No | X | No |  | 831400 |  |  | No | D - Dutible | 0- | WH-Warehouse (Non-A/C) | B005-C322 TANAJIB STORE STOCK | MOQ= 2000M PRICE PER METER |  | Urgent | 04 BOAT | 34SAMSS91310009991665021085181000101.pdf
7.17 | CABLE; ELECTRICAL; LOW VOLTAGE; MC; PVC |  | CABLE ELECTRICAL LOW VOLTAGE; MC TYPE;INSTRUMENTATION TYPE;16 AWG CONDUCTO;600 V SUPPLY;1-TRIAD CONDUCTO;BLACK;PVC JACKET;ASTM B3;XLPE (30 MILS) INSUL;COPPER CONDUCTO;ALUMINUM ARMOR;34-SAMSS-913;7 STRANDS MINIMUM TINNED PER ASTM B33; WITH OVERALL SHIELD DRAIN WIRES AND ALUMINUM INTERLOCKED ARMOR. OIL; ACID; ALKALI AND SUNLIGHT RESISTANT; FLAME RETARDANT. MARKING AND OTHER REQUIREMENTS PER 34-SAMSS-913 SECTION 6.3 (GROUP 2). | No | Missing information / not enough information provided | SAR | Feet | 1000832888 | 11,000 |  |  |  |  | 2024-12-25 02:55 |  |  |  | MANUFACTURER REFERENCES; The following is/are the approved Manufacturer/s and References;- ================================================================ 5002486404 30000865 SAUDI CABLE COMPANY SA 5002215099 10013206 MIDDLE EAST SPECIALIZED CABLES ( SA MESC ) PART NUMBER 0224-01T16AWG-M0BK8-6T 5002338618 30001526 Belden Inc US Fomerly; BELDEN WIRE AND CABLE 5002215100 10016631 BELDEN WIRE AND CABLE COMPANY US INCORPORATED 5002215101 10019967 DEKORON WIRE AND CABLE US CABLE UNITED STATES OF AMERICA. PART NUMBER 2X6W-68610-200R1 5002307845 30001824 MARMON INDUSTRIAL ENERGY & INFRASTR US PART NUMBER 2X6W-68610-200R1 5002486048 10013724 SAUDI CABLE COMPANY SA 5002307844 30000660 MIDDLE EAST SPECIALIZED CABLES CO. SA LIMITED PART NUMBER 0224-01T16AWG-M0BK8-6T | [6 empty] | No | X | No |  | 831400 |  |  | No | D - Dutible | 0- | WH-Warehouse (Non-A/C) | M007-S532 UTHMANIYAH STORES |  |  | Urgent | 04 BOAT | 34SAMSS91310009991665021085470000101.pdf
7.18 | CABLE; 600V TC SPISCO (OS) 1/PR 16 AWG ( |  | CORD ELECTRICAL; 2 (1 PAIR) CONDUCTO;1.31 SQ MM (16 AWG) CONDUCTO;19 STRANDS CONDUCTO;600 V SUPPLY;COPPER CONDUCTO;TC; INSTRUMENTATION;10.2 MM (0.400 IN) OD;PVC JACKET;XLPE; ALUM MYLAR TAP SHIELD INSUL;TR 90 DEG C DRY; 75 DEG C WET;FOR DIRECT BURIAL; CABLE TRAY; CONDUIT; DUCT; AERIAL;IEC S-66-524;34-SAMSS-913;1 PAIR; 1.14 MM (0.045 IN) JACET THICKNESS SHIELDED; RWISTED IN PAIRS; WITH 0.52 SQ MM (20 AWG) STRANDED PLAIN OR TINNED COPPER DRAIN WIRE FOR EACH PAIR; PVC JACKET OVER EACH PAIR; OIL; GASOLINE; ACID; ALKALI; MOISTURE; FLAME AND SUNLIGHT RESISTANT; COLOR CODED; REEL MARKED WITH ARAMCO PURCHASE ORDER AND STOCK NUMBER; SHIPPING LENGTH; SIZE OF CONDUCTORS; THICKNESS & TYPE OF INSULATION AND VOLTAGE RATING; MANUFACTURING AND TESTING OF CABLE TO CONFORM TO ICEA S-73-532 ; UL OR EQUIVALENT APPROVED LABELED OR LISTED REQUIRED; OUTER CONDUCTORS; MANUFACTURER NAME; YEAR OF MANUFACTURE; INSULATION THICKNESS; 0.76 MM (0.030 IN); CONDUCTOR MATERIAL SPEC; ASTM B8 CLASS C; INSULATION MATERIAL SPEC; ICEA S-66-524; PACKAGING; CARTON OR FULLY PROTECTED REEL | Yes |  | SAR | Feet | 1000414547 | 6,000 |  | 4 |  |  | 2024-12-18 02:55 | 70 |  | N/A | MANUFACTURER REFERENCES; The following is/are the approved Manufacturer/s and References;- ================================================================ 5002486344 30000865 SAUDI CABLE COMPANY SA 5000371069 10013206 MIDDLE EAST SPECIALIZED CABLES ( SA MESC ) PART NUMBER 02C4-01P16AWG-U0GY7-06 SUPERSEDED NUMBER 0224-01P16AWG-U0GY7-6H 0224-01P16AWG-U0GY76 02C4-01P16AWG-U0GY7-06 02C4-01P16AWG-U0GY7-6H 0414-01P-16AWG-U0 BK8 5002647285 30001824 MARMON INDUSTRIAL ENERGY & INFRASTR US NUMBER - 5002647286 30003774 TE WIRE AND CABLE COMPANY US NUMBER - 5002647287 30007517 BELDEN HIRSCHMANN INDUSTRIES CN (SUZHOU) LTD. NUMBER - 5001471502 30001857 THE OKONITE COMPANY US DRAWING NUMBER CS-20012 5002327228 30006564 OKAZAKI MANUFACTURING COMPANY JP MAIN MANUFACTURING FACTORY NUMBER - 5002338592 30001526 Belden Inc US Fomerly; BELDEN WIRE AND CABLE 5001470680 10001266 OKAZAKI MANUFACTURING COMPANY JP TOKYO BRANCH 5001471084 10024603 $$ ABB AUTOMATION PRODUCTS GMBH DE INSTRUMENTATION 5001470807 10023035 WATLOW ELECTRIC MANUFACTURING US 5001893604 10037887 EGYTECH CABLES EL SEWEDY EG 5002638911 10056746 BELDEN HIRSCHMANN NETWORKING CN SYSTEM TRADING (SHANGHAI) NUMBER - 5002638910 10032913 TE WIRE AND CABLE US R2 TECHNOLOGIES LLC NUMBER - 5002638909 10019967 DEKORON WIRE AND CABLE US CABLE UNITED STATES OF AMERICA. NUMBER - 5001470588 10016631 BELDEN WIRE AND CABLE COMPANY US INCORPORATED 5001470631 10028102 ** CBI ELECTRIC ABERDARE ATC TELECO ZA 5001470750 10026424 SUMITOMO ELECTRIC INDUSTRIES LTD JP HITAKA/MINATO WORKS 5001470877 10020512 THE OKONITE COMPANY US DRAWING NUMBER CS-20012 5001471035 10003885 HEXATRONIC CABLES AND INTERCONNE SE SYSTEMS AB 5001471133 10024590 PRYSMIAN POWERLINK SRL IT 5001470986 10000947 ** LEONI KERPEN GMBH DE 5002485984 10013724 SAUDI CABLE COMPANY SA 5001116515 30000660 MIDDLE EAST SPECIALIZED CABLES CO. SA LIMITED PART NUMBER 02C4-01P16AWG-U0GY7-06 SUPERSEDED NUMBER 0224-01P16AWG-U0GY7-6H 0224-01P16AWG-U0GY76 02C4-01P16AWG-U0GY7-06 02C4-01P16AWG-U0GY7-6H 0414-01P-16AWG-U0 BK8 | OTHERS – ENTER MANUFACTURER AND PART NUMBER DETAILS BELOW | Bahra Cables |  | 90103201 |  | SA Saudi Arabia | No | X | No |  | 831402 | 831408 |  | No | E - Exempt | 0- | OY-Open yard | M005-S300 RASTANURA STORES | MOQ= 2000M PRICE PER METER |  | Urgent | 04 BOAT | 34SAMSS91310009991665021086542000101.pdf
7.19 | CABLE; 600V TC SPISCO (OS) 1/PR 16 AWG ( |  | CORD ELECTRICAL; 2 (1 PAIR) CONDUCTO;1.31 SQ MM (16 AWG) CONDUCTO;19 STRANDS CONDUCTO;600 V SUPPLY;COPPER CONDUCTO;TC; INSTRUMENTATION;10.2 MM (0.400 IN) OD;PVC JACKET;XLPE; ALUM MYLAR TAP SHIELD INSUL;TR 90 DEG C DRY; 75 DEG C WET;FOR DIRECT BURIAL; CABLE TRAY; CONDUIT; DUCT; AERIAL;IEC S-66-524;34-SAMSS-913;1 PAIR; 1.14 MM (0.045 IN) JACET THICKNESS SHIELDED; RWISTED IN PAIRS; WITH 0.52 SQ MM (20 AWG) STRANDED PLAIN OR TINNED COPPER DRAIN WIRE FOR EACH PAIR; PVC JACKET OVER EACH PAIR; OIL; GASOLINE; ACID; ALKALI; MOISTURE; FLAME AND SUNLIGHT RESISTANT; COLOR CODED; REEL MARKED WITH ARAMCO PURCHASE ORDER AND STOCK NUMBER; SHIPPING LENGTH; SIZE OF CONDUCTORS; THICKNESS & TYPE OF INSULATION AND VOLTAGE RATING; MANUFACTURING AND TESTING OF CABLE TO CONFORM TO ICEA S-73-532 ; UL OR EQUIVALENT APPROVED LABELED OR LISTED REQUIRED; OUTER CONDUCTORS; MANUFACTURER NAME; YEAR OF MANUFACTURE; INSULATION THICKNESS; 0.76 MM (0.030 IN); CONDUCTOR MATERIAL SPEC; ASTM B8 CLASS C; INSULATION MATERIAL SPEC; ICEA S-66-524; PACKAGING; CARTON OR FULLY PROTECTED REEL | Yes |  | SAR | Feet | 1000414547 | 3,300 |  | 4 |  |  | 2024-12-17 02:55 | 70 |  | N/A | MANUFACTURER REFERENCES; The following is/are the approved Manufacturer/s and References;- ================================================================ 5002486344 30000865 SAUDI CABLE COMPANY SA 5000371069 10013206 MIDDLE EAST SPECIALIZED CABLES ( SA MESC ) PART NUMBER 02C4-01P16AWG-U0GY7-06 SUPERSEDED NUMBER 0224-01P16AWG-U0GY7-6H 0224-01P16AWG-U0GY76 02C4-01P16AWG-U0GY7-06 02C4-01P16AWG-U0GY7-6H 0414-01P-16AWG-U0 BK8 5002647285 30001824 MARMON INDUSTRIAL ENERGY & INFRASTR US NUMBER - 5002647286 30003774 TE WIRE AND CABLE COMPANY US NUMBER - 5002647287 30007517 BELDEN HIRSCHMANN INDUSTRIES CN (SUZHOU) LTD. NUMBER - 5001471502 30001857 THE OKONITE COMPANY US DRAWING NUMBER CS-20012 5002327228 30006564 OKAZAKI MANUFACTURING COMPANY JP MAIN MANUFACTURING FACTORY NUMBER - 5002338592 30001526 Belden Inc US Fomerly; BELDEN WIRE AND CABLE 5001470680 10001266 OKAZAKI MANUFACTURING COMPANY JP TOKYO BRANCH 5001471084 10024603 $$ ABB AUTOMATION PRODUCTS GMBH DE INSTRUMENTATION 5001470807 10023035 WATLOW ELECTRIC MANUFACTURING US 5001893604 10037887 EGYTECH CABLES EL SEWEDY EG 5002638911 10056746 BELDEN HIRSCHMANN NETWORKING CN SYSTEM TRADING (SHANGHAI) NUMBER - 5002638910 10032913 TE WIRE AND CABLE US R2 TECHNOLOGIES LLC NUMBER - 5002638909 10019967 DEKORON WIRE AND CABLE US CABLE UNITED STATES OF AMERICA. NUMBER - 5001470588 10016631 BELDEN WIRE AND CABLE COMPANY US INCORPORATED 5001470631 10028102 ** CBI ELECTRIC ABERDARE ATC TELECO ZA 5001470750 10026424 SUMITOMO ELECTRIC INDUSTRIES LTD JP HITAKA/MINATO WORKS 5001470877 10020512 THE OKONITE COMPANY US DRAWING NUMBER CS-20012 5001471035 10003885 HEXATRONIC CABLES AND INTERCONNE SE SYSTEMS AB 5001471133 10024590 PRYSMIAN POWERLINK SRL IT 5001470986 10000947 ** LEONI KERPEN GMBH DE 5002485984 10013724 SAUDI CABLE COMPANY SA 5001116515 30000660 MIDDLE EAST SPECIALIZED CABLES CO. SA LIMITED PART NUMBER 02C4-01P16AWG-U0GY7-06 SUPERSEDED NUMBER 0224-01P16AWG-U0GY7-6H 0224-01P16AWG-U0GY76 02C4-01P16AWG-U0GY7-06 02C4-01P16AWG-U0GY7-6H 0414-01P-16AWG-U0 BK8 | OTHERS – ENTER MANUFACTURER AND PART NUMBER DETAILS BELOW | Bahra Cables |  | 90103201 |  | SA Saudi Arabia | No | X | No |  | 831402 | 831408 |  | No | E - Exempt | 0- | OY-Open yard | M002-S100 DHAHRAN DH CENTRAL STOREHOUSE | MOQ= 2000M PRICE PER METER |  | Urgent | 04 BOAT | 34SAMSS91310009991665021086690000101.pdf
7.20 | CABLE; ELECTRICAL; LOW VOLTAGE; TC; PVC |  | CABLE ELECTRICAL LOW VOLTAGE; TC TYPE;STRANDED COPPER CONDUCTO;INSTRUMENTATION TYPE;16 AWG (1.5 SQ MM) CONDUCTO;600 V SUPPLY;6 PAIRS; TWISTED CONDUCTO;19.3 MM CABLE OD;BLACK;PVC JACKET;UL1277;0.64 MM INSUL TH;FOR DIRECT BURIAL;TR 90 DEG C DRY & 75 DEG C WET;XLPE INSUL;COPPER CONDUCTO;34-SAMSS-913;INDIVIDUAL & OVERALL SHIELDED ACID; ALKALI; MOISTURE; FLAME AND SUNLIGHT RESISTANT DRAIN WIRE EXTRUDED OVER CONDUCTOR ASSEMBLY JACKET CK & WHITE TINNED COPPER | Yes |  | SAR | Meter | 1000708616 | 1,000 |  | 17 |  |  | 2024-12-18 02:55 | 70 |  | N/A | MANUFACTURER REFERENCES; The following is/are the approved Manufacturer/s and References;- ================================================================ 5002486388 30000865 SAUDI CABLE COMPANY SA PART NUMBER T413316 5002647355 30001824 MARMON INDUSTRIAL ENERGY & INFRASTR US NUMBER - 5002647356 30003774 TE WIRE AND CABLE COMPANY US NUMBER - 5002647357 30006564 OKAZAKI MANUFACTURING COMPANY JP MAIN MANUFACTURING FACTORY NUMBER - 5002647358 30007517 BELDEN HIRSCHMANN INDUSTRIES CN (SUZHOU) LTD. NUMBER - 5002338613 30001526 Belden Inc US Fomerly; BELDEN WIRE AND CABLE NUMBER - 5001561034 30001857 THE OKONITE COMPANY US 5001463465 10016631 BELDEN WIRE AND CABLE COMPANY US INCORPORATED 5001463466 10020512 THE OKONITE COMPANY US 5002639136 10001266 OKAZAKI MANUFACTURING COMPANY JP TOKYO BRANCH NUMBER - 5002639137 10019967 DEKORON WIRE AND CABLE US CABLE UNITED STATES OF AMERICA. NUMBER - 5002639140 10056746 BELDEN HIRSCHMANN NETWORKING CN SYSTEM TRADING (SHANGHAI) NUMBER - 5002639139 10032913 TE WIRE AND CABLE US R2 TECHNOLOGIES LLC NUMBER - 5002486029 10013724 SAUDI CABLE COMPANY SA PART NUMBER T413316 5001463464 10013206 MIDDLE EAST SPECIALIZED CABLES ( SA MESC ) PART NUMBER 0424-06P16AWG-U0BK8-06 SUPERSEDED NUMBER 0424-06P16AWG-U0BK8-6 0424-06P16AWG-U0BK8-6H 5001560479 30000660 MIDDLE EAST SPECIALIZED CABLES CO. SA LIMITED PART NUMBER 0424-06P16AWG-U0BK8-06 SUPERSEDED NUMBER 0424-06P16AWG-U0BK8-6 0424-06P16AWG-U0BK8-6H | OTHERS – ENTER MANUFACTURER AND PART NUMBER DETAILS BELOW | Bahra Advanced Cables |  | 90103256 |  | SA Saudi Arabia | No | X | No |  | 831400 |  |  | No | E - Exempt | 0- | WH-Warehouse (Non-A/C) | M007-S532 UTHMANIYAH STORES | MOQ= 2000M PRICE PER METER |  | Urgent | 04 BOAT | 34SAMSS91310009991665021088518000101.pdf
7.21 | CABLE ELECTRICAL LOW VOLTAGE; ITC; STRAN |  | CABLE ELECTRICAL LOW VOLTAGE; ITC TYPE;STRANDED COPPER CONDUCTO;INSTRUMENTATION TYPE;16 AWG CONDUCTO;300V SUPPLY;8 PAIRS TWISTED CONDUCTO;PER 34-SAMSS-913 MARKINGS;PVC JACKET;UL 2250;0.38 MM INSUL TH;FOR DIRECT BURIED;TR 90 DEG. C MINIMUM;XLPE INSUL;COPPER CONDUCTO;34-SAMSS-913;CABLE; INSTRUMENTATION INDIVIDUAL AND OVERALL SHIELDED; TWISTED IN PAIRS; OIL; ACID; ALKALI; MOISTURE; FLAME RETARDANT AND SUNLIGHT RESISTANT GROUP 4; MANUFACTURING AND TESTING PER SAUDI ARAMCO SPECIFICATION 34-SAMSS-913. | Yes |  | SAR | Meter | 1000901901 | 2,800 |  | 19 |  |  | 2024-12-25 02:55 | 70 |  | N/A | MANUFACTURER REFERENCES; The following is/are the approved Manufacturer/s and References;- ================================================================ 5002328667 30000865 SAUDI CABLE COMPANY SA PART NUMBER T414110 5002328668 30001824 MARMON INDUSTRIAL ENERGY & INFRASTR US NUMBER - 5002328670 30003774 TE WIRE AND CABLE COMPANY US NUMBER - 5002652089 30006564 OKAZAKI MANUFACTURING COMPANY JP MAIN MANUFACTURING FACTORY NUMBER - 5002652090 30007517 BELDEN HIRSCHMANN INDUSTRIES CN (SUZHOU) LTD. NUMBER - 5002338634 30001526 Belden Inc US Fomerly; BELDEN WIRE AND CABLE NUMBER - 5002328558 10013724 SAUDI CABLE COMPANY SA PART NUMBER T414110 5002649814 10001266 OKAZAKI MANUFACTURING COMPANY JP TOKYO BRANCH NUMBER - 5002649816 10056746 BELDEN HIRSCHMANN NETWORKING CN SYSTEM TRADING (SHANGHAI) NUMBER - 5002328559 10016631 BELDEN WIRE AND CABLE COMPANY US INCORPORATED 5002328560 10032913 TE WIRE AND CABLE US R2 TECHNOLOGIES LLC 5002328561 10019967 DEKORON WIRE AND CABLE US CABLE UNITED STATES OF AMERICA. 5002328557 10013206 MIDDLE EAST SPECIALIZED CABLES ( SA MESC ) PART NUMBER 0424-08P16AWG-U0BK8-IT SUPERSEDED NUMBER 041Z-08P16AWG-U0BK8-IC 0424-08P16AWG-U0BK8-03 5002328666 30000660 MIDDLE EAST SPECIALIZED CABLES CO. SA LIMITED PART NUMBER 0424-08P16AWG-U0BK8-IT SUPERSEDED NUMBER 041Z-08P16AWG-U0BK8-IC 0424-08P16AWG-U0BK8-03 | OTHERS – ENTER MANUFACTURER AND PART NUMBER DETAILS BELOW | Bahra Cables |  | 90006408 |  | SA Saudi Arabia | No | X | No |  | 831400 |  |  | No | D - Dutible | 0- | WH-Warehouse (Non-A/C) | M007-S532 UTHMANIYAH STORES | MOQ= 3000M PRICE PER METER |  | Urgent | 04 BOAT | 34SAMSS91310009991665021098767000101.pdf
7.22 | CABLE ELECTRICAL LOW VOLTAGE 6.05 MM ELE |  | CABLE ELECTRICAL LOW VOLTAGE; ELECTRICAL TYPE;20 AWG CONDUCTO;300 V SUPPLY;7X28 CONDUCTO;6.05 MM CABLE OD;BLUE; 36 LBS/305 M LG;PVC JACKET;0.48 MM INSUL TH;TINNED COPPER SHIELDIN;FOR PLC;TR -40 TO 80 DEG C (OPERATING);POLYETHYLENE INSUL;TINNED COPPER CONDUCTO;IEC 60332-1-2; UL 1685;OUTER SHIELD TAPE;BI-LAMINATE (ALUMINUM;ALLOY);OVERALL BELDFOIL AND TINNED COPPER BRAID 55%; CM; NOMINAL INSULATION OUTER DIAMETER;1.94 MM; OUTER JACKET THICKNESS; 0.94 MM; 305MTRS/ROLL | No | Discontinued Item | SAR | Meter | 1001558309 | 915 |  |  |  |  | 2025-03-10 03:55 |  |  |  | MANUFACTURER REFERENCES; The following is/are the approved Manufacturer/s and References;- ================================================================ 5003104798 10001266 OKAZAKI MANUFACTURING COMPANY JP TOKYO BRANCH 5003104799 10013206 MIDDLE EAST SPECIALIZED CABLES ( SA MESC ) 5003105050 10013724 SAUDI CABLE COMPANY SA 5003105052 10019967 DEKORON WIRE AND CABLE US CABLE UNITED STATES OF AMERICA. 5003105053 10020512 THE OKONITE COMPANY US 5003105054 10032913 TE WIRE AND CABLE US R2 TECHNOLOGIES LLC 5003105055 10044083 BAHRA ADVANCED CABLE MANUFACTURE SA CO. LTD. 5003105056 10056746 BELDEN HIRSCHMANN NETWORKING CN SYSTEM TRADING (SHANGHAI) 5003105051 10016631 BELDEN WIRE AND CABLE COMPANY US INCORPORATED PART NUMBER 9463 5003105157 30000660 MIDDLE EAST SPECIALIZED CABLES CO. SA LIMITED 5003105158 30000865 SAUDI CABLE COMPANY SA 5003105221 30001824 MARMON INDUSTRIAL ENERGY & INFRASTR US 5003105222 30001857 THE OKONITE COMPANY US 5003105224 30003774 TE WIRE AND CABLE COMPANY US 5003105225 30006546 BAHRA ADVANCED CABLES MANUFACTURER SA CO. LTD. 5003105226 30006564 OKAZAKI MANUFACTURING COMPANY JP MAIN MANUFACTURING FACTORY 5003105227 30007517 BELDEN HIRSCHMANN INDUSTRIES CN (SUZHOU) LTD. 5003105220 30001526 Belden Inc US Fomerly; BELDEN WIRE AND CABLE PART NUMBER 9463 | [6 empty] | No | N | No |  |  |  |  | No | E - Exempt | 0- | WH-Warehouse (Non-A/C) | E002-C104 YANBU STORES |  |  | Normal/staged | 04 BOAT | 34SAMSS91310009991665021146156000101.pdf
7.23 | CABLE; ELECTRICAL; LOW VOLTAGE; TC; PVC |  | CABLE ELECTRICAL LOW VOLTAGE; TC TYPE;STRANDED COPPER CONDUCTO;INSTRUMENTATION TYPE;16 AWG (1.5 SQ MM) CONDUCTO;600 V SUPPLY;1 TRIAD; TWISTED CONDUCTO;8.9 MM CABLE OD;BLACK;PVC JACKET;UL1277;0.64 MM INSUL TH;FOR DIRECT BURIAL;TR 90 DEG C DRY & 75 DEG C WET;XLPE INSUL;COPPER CONDUCTO;34-SAMSS-913;OVERALL SHIELDED BLACK & RED WITH TRIPLE NUMBER ON WHITE CONDUCTOR; ACID; ALKALI; MOISTURE; FLAME AND SUNLIGHT RESISTANT DRAIN WIRE; EXTRUDED OVER CONDUCTOR ASSEMBLY JACKET TINNED COPPER WHITE; | Yes |  | SAR | Meter | 1000715840 | 870 |  | 5 |  |  | 2025-03-11 03:55 | 70 |  | N/A | MANUFACTURER REFERENCES; The following is/are the approved Manufacturer/s and References;- ================================================================ 5002647963 30000865 SAUDI CABLE COMPANY SA NUMBER - 5001556192 10013206 MIDDLE EAST SPECIALIZED CABLES ( SA MESC ) PART NUMBER 0224-01T16AWG-U0BK8-06 SUPERSEDED NUMBER 0224-01T16AWG-U0BK8-6 0224-01T16AWG-U0BK8-6H 5002647965 30001824 MARMON INDUSTRIAL ENERGY & INFRASTR US NUMBER - 5002647966 30003774 TE WIRE AND CABLE COMPANY US NUMBER - 5002647967 30006564 OKAZAKI MANUFACTURING COMPANY JP MAIN MANUFACTURING FACTORY NUMBER - 5002647968 30007517 BELDEN HIRSCHMANN INDUSTRIES CN (SUZHOU) LTD. NUMBER - 5002417507 30001526 Belden Inc US Fomerly; BELDEN WIRE AND CABLE NUMBER - 5002417508 30001857 THE OKONITE COMPANY US 5001556193 10016631 BELDEN WIRE AND CABLE COMPANY US INCORPORATED PART NUMBER 3091D 0105000 5001556194 10020512 THE OKONITE COMPANY US 5002639171 10001266 OKAZAKI MANUFACTURING COMPANY JP TOKYO BRANCH NUMBER - 5001893819 10037887 EGYTECH CABLES EL SEWEDY EG 5002639175 10032913 TE WIRE AND CABLE US R2 TECHNOLOGIES LLC NUMBER - 5002639176 10056746 BELDEN HIRSCHMANN NETWORKING CN SYSTEM TRADING (SHANGHAI) NUMBER - 5002639172 10013724 SAUDI CABLE COMPANY SA NUMBER - 5002639173 10019967 DEKORON WIRE AND CABLE US CABLE UNITED STATES OF AMERICA. NUMBER - 5002417506 30000660 MIDDLE EAST SPECIALIZED CABLES CO. SA LIMITED PART NUMBER 0224-01T16AWG-U0BK8-06 SUPERSEDED NUMBER 0224-01T16AWG-U0BK8-6 0224-01T16AWG-U0BK8-6H 5003037847 10044083 BAHRA ADVANCED CABLE MANUFACTURE SA CO. LTD. 5003038492 30006546 BAHRA ADVANCED CABLES MANUFACTURER SA CO. LTD. | 5003038492 BAHRA ADVANCED CABLES MANUFACT ( SA - JEDDAH ) |  |  |  |  | SA Saudi Arabia | No | N | No |  | 831400 |  |  | No | E - Exempt | 0- | WH-Warehouse (Non-A/C) | M005-S300 RASTANURA STORES | MOQ= 1000M PRICE PER METER |  | Normal/staged | 04 BOAT | 34SAMSS91310009991665021157003000101.pdf
7.24 | CABLE ELECTRICAL LOW VOLTAGE; ITC; STRAN |  | CABLE ELECTRICAL LOW VOLTAGE; ITC TYPE;STRANDED COPPER CONDUCTO;INSTRUMENTATION TYPE;16 AWG CONDUCTO;300V SUPPLY;1 PAIR TWISTED CONDUCTO;PER 34-SAMSS-913 MARKINGS;PVC JACKET;UL 2250;0.38 MM INSUL TH;FOR DIRECT BURIED;TR 90 DEG. C MINIMUM;XLPE INSUL;COPPER CONDUCTO;34-SAMSS-913;CABLE; INSTRUMENTATION SHIELDED; TWISTED IN PAIRS; OIL; ACID; ALKALI; MOISTURE; FLAME RETARDANT AND SUNLIGHT RESISTANT GROUP 2; MANUFACTURING AND TESTING PER SAUDI ARAMCO SPECIFICATION 34-SAMSS-913. | Yes |  | SAR | Meter | 1000901900 | 1,000 |  | 3 |  |  | 2024-12-25 02:55 | 70 |  | N/A | MANUFACTURER REFERENCES; The following is/are the approved Manufacturer/s and References;- ================================================================ 5002328662 30000865 SAUDI CABLE COMPANY SA NUMBER - 5002328552 10013206 MIDDLE EAST SPECIALIZED CABLES ( SA MESC ) PART NUMBER 0224-01P16AWG-U0BK8-IT SUPERSEDED NUMBER 021Z-01P16AWG-U0BK8-IC 021Z-01P16AWG-U0BK8-PL 0224-01P16AWG-U0BK8-03 5002328663 30001824 MARMON INDUSTRIAL ENERGY & INFRASTR US NUMBER - 5002328665 30003774 TE WIRE AND CABLE COMPANY US NUMBER - 5002652086 30006564 OKAZAKI MANUFACTURING COMPANY JP MAIN MANUFACTURING FACTORY NUMBER - 5002652087 30007517 BELDEN HIRSCHMANN INDUSTRIES CN (SUZHOU) LTD. NUMBER - 5002338633 30001526 Belden Inc US Fomerly; BELDEN WIRE AND CABLE NUMBER - 5002328553 10013724 SAUDI CABLE COMPANY SA PART NUMBER 01PT2-H-XFOSYU 5002328556 10019967 DEKORON WIRE AND CABLE US CABLE UNITED STATES OF AMERICA. PART NUMBER 2X52-6851A-200R1 5002649811 10001266 OKAZAKI MANUFACTURING COMPANY JP TOKYO BRANCH NUMBER - 5002649813 10056746 BELDEN HIRSCHMANN NETWORKING CN SYSTEM TRADING (SHANGHAI) NUMBER - 5002328554 10016631 BELDEN WIRE AND CABLE COMPANY US INCORPORATED 5002328555 10032913 TE WIRE AND CABLE US R2 TECHNOLOGIES LLC 5002328661 30000660 MIDDLE EAST SPECIALIZED CABLES CO. SA LIMITED PART NUMBER 0224-01P16AWG-U0BK8-IT SUPERSEDED NUMBER 021Z-01P16AWG-U0BK8-IC 021Z-01P16AWG-U0BK8-PL 0224-01P16AWG-U0BK8-03 | OTHERS – ENTER MANUFACTURER AND PART NUMBER DETAILS BELOW | Bahra Cables |  | 90006351 |  | SA Saudi Arabia | No | X | No |  | 831400 |  |  | No | E - Exempt | 0- | WH-Warehouse (Non-A/C) | B002-C532 UTHMANIYAH B-2001; STORES |  |  | Urgent | 04 BOAT | 34SAMSS91310009991665021158511000101.pdf
7.25 | CABLE; INSTRUMENTATION; 600V; |  | CORD ELECTRICAL; 6 (3 PAIRS) CONDUCTO;0.82 SQ MM (18 AWG) CONDUCTO;19 STRANDES CONDUCTO;600 V SUPPLY;COPPER CONDUCTO;TC; INSTRUMENTATION;19.8 MM (0.780 IN) OD;PVC JACKET;XLPE; ALUM MYLAR TAPE SHIELD INSUL;TR 90 DEG C DRY; 75 DEG C WET;FOR DIRECT BURIAL; CONDUIT; AERIAL; DUCT;ICEA S-66-524;34-SAMSS-913;SHIELDED; TWISTED IN PAIRS; WITH 0.52 MM2 (20 AWG) STRANDED PLAIN OR TINNED COPPER DRAIN WIRE FOR EACH PAIR; PVC JACKET OVER EACH PAIR; OIL; GASOLINE; ACID; ALKALI; MOISTURE; FLAME AND SUNLIGHT RESISTANT; COLOR CODED; 0.51 MM (0.020 IN) INNER JACKET THICKNESS; 1.52 MM (0.060 IN) OUTER JACKET THICKNESS; REEL MARKED WITH ARAMCO PURCHASE ORDER AND STOCK NUMBER; SHIPPING LENGTH; SIZE OF CONDUCTORS; THICKNESS & TYPE OF INSULATION AND VOLTAGE RATING; MANUFACTURING AND TESTING OF CABLE TO CONFORM TO ICEA S-66-524; UL OR EQUIVALENT APPROVED LABELED OR LISTED REQUIRED; OUTER MARKINGS; VOLTAGE; TYPE; SIZE NUMBER OF CONDUCTORS; MANUFACTURE NAME; YEAR OF MANUFACTURE; INSULATION THICKNESS; 0.76 MM (0.030 IN); CONDUCTOR MATERIAL SPEC; ASTM B8 CLASS C; PACKAGING; CARTON OR FULLY PROTECTED REEL | Yes |  | SAR | Feet | 1000414645 | 3,300 |  | 8 |  |  | 2024-12-25 02:55 | 70 |  | N/A | MANUFACTURER REFERENCES; The following is/are the approved Manufacturer/s and References;- ================================================================ 5002486348 30000865 SAUDI CABLE COMPANY SA 5000371164 10013206 MIDDLE EAST SPECIALIZED CABLES ( SA MESC ) PART NUMBER 0424-03P18AWG-U0BK7-6H SUPERSEDED NUMBER 0414-03P-18AWG-U0 BK8 0424-03P-18AWG-U0 BK76 04C4-03P18AWG-U0BK7-06 5002647291 30003774 TE WIRE AND CABLE COMPANY US NUMBER - 5002647292 30007517 BELDEN HIRSCHMANN INDUSTRIES CN (SUZHOU) LTD. NUMBER - 5001471522 30001857 THE OKONITE COMPANY US 5002327230 30006564 OKAZAKI MANUFACTURING COMPANY JP MAIN MANUFACTURING FACTORY NUMBER - 5002338593 30001526 Belden Inc US Fomerly; BELDEN WIRE AND CABLE PART NUMBER 2X74-80360-700R1 5002365275 30001824 MARMON INDUSTRIAL ENERGY & INFRASTR US NUMBER - 5001470682 10001266 OKAZAKI MANUFACTURING COMPANY JP TOKYO BRANCH 5001471086 10024603 $$ ABB AUTOMATION PRODUCTS GMBH DE INSTRUMENTATION 5001470809 10023035 WATLOW ELECTRIC MANUFACTURING US 5002638915 10032913 TE WIRE AND CABLE US R2 TECHNOLOGIES LLC NUMBER - 5002638916 10056746 BELDEN HIRSCHMANN NETWORKING CN SYSTEM TRADING (SHANGHAI) NUMBER - 5001470589 10016631 BELDEN WIRE AND CABLE COMPANY US INCORPORATED 5001470633 10028102 ** CBI ELECTRIC ABERDARE ATC TELECO ZA 5001470754 10026424 SUMITOMO ELECTRIC INDUSTRIES LTD JP HITAKA/MINATO WORKS 5001470881 10020512 THE OKONITE COMPANY US 5001470988 10000947 ** LEONI KERPEN GMBH DE 5001471037 10003885 HEXATRONIC CABLES AND INTERCONNE SE SYSTEMS AB 5001471135 10024590 PRYSMIAN POWERLINK SRL IT 5002365284 10019967 DEKORON WIRE AND CABLE US CABLE UNITED STATES OF AMERICA. PART NUMBER 2X74-80360-700R1 5002485988 10013724 SAUDI CABLE COMPANY SA 5001116576 30000660 MIDDLE EAST SPECIALIZED CABLES CO. SA LIMITED PART NUMBER 0424-03P18AWG-U0BK7-6H SUPERSEDED NUMBER 0414-03P-18AWG-U0 BK8 0424-03P-18AWG-U0 BK76 04C4-03P18AWG-U0BK7-06 | OTHERS – ENTER MANUFACTURER AND PART NUMBER DETAILS BELOW | Bahra Advanced Cables |  | 90101753 |  | SA Saudi Arabia | No | X | No |  | 831402 | 831408 |  | No | D - Dutible | 0- | WH-Warehouse (Non-A/C) | M006-S953 RIYADH STORES | MOQ= 1000M PRICE PER METER |  | Urgent | 04 BOAT | 34SAMSS91310009991665021161678000101.pdf
7.26 | CABLE; INSTRUMENTATION; 600V; |  | CORD ELECTRICAL; 7 PAIRS; 19 STRANDS CONDUCTO;1.31 SQ MM (16 AWG) CONDUCTO;STRANDED COPPER CONDUCTO;0.6/1 KV SUPPLY;TINNED COPPER CONDUCTO;TC; INSTRUMENTATION;27.43 MM OD;PVC JACKET;XLPE; ALUM MYLAR TAPE SHIELD INSUL;TR 90 DEG C DRY; 75 DEG C WET;257 KG/305 M (566 LB/1000 FT) LG;FOR DIRECT BURIAL; CONDUIT; AERIAL; DUCT;ICEA S-66-524;34-SAMSS-913;TWISTED PAIRS; SHIELD WITH 0.52 MM2 (20 AWG) STRANDED PLAIN OR TINNED COPPER DRAIN WIRE FOR EACH PAIR; OVERALL ALUMINUM MYLAR SHIELD WITH 0.52 MM2 (20 AWG) STRANDED PLAIN OR TINNED COPPER DRAIN WIRE; COLOR CODED; PVC JACKET OVER EACH PAIR; OIL; GASOLINE; ACID; ALKALI; MOISTURE; FLAME AND SUNLIGHT RESISTANT; UL OR EQUIVALENT APPROVED LABELED OR LISTED IS REQUIRED; CABLE MARKING; VOLTAGE RATING; TYPE; NUMBER AND SIZE OF CONDUCTORS; MANUFACTURER NAME AND DURABLY MARKD WITH ARAMCO PURCHASE ORDER AND STOCK NUMBER; SHIPPING LENGTH; NUMBER AND SIZE OF CONDUCTORS; THICKNESS AND TYPE OF INSULATION AND VOLTAGE RATING; INSULATION THICKNESS; 0.76 MM (0.030 IN); CONDUCTOR MATERIAL SPEC; CLASS C ASTM B8; PACKAGING; CARTON/REEL | Yes |  | SAR | Feet | 1000414692 | 3,300 |  | 16 |  |  | 2024-12-25 02:55 | 70 |  | N/A | MANUFACTURER REFERENCES; The following is/are the approved Manufacturer/s and References;- ================================================================ 5002486352 30000865 SAUDI CABLE COMPANY SA 5000371270 10013206 MIDDLE EAST SPECIALIZED CABLES ( SA MESC ) PART NUMBER 04C4-07P16AWG-U0BK7-06 5002647296 30001824 MARMON INDUSTRIAL ENERGY & INFRASTR US NUMBER - 5002647297 30003774 TE WIRE AND CABLE COMPANY US NUMBER - 5002647298 30007517 BELDEN HIRSCHMANN INDUSTRIES CN (SUZHOU) LTD. NUMBER - 5002327232 30006564 OKAZAKI MANUFACTURING COMPANY JP MAIN MANUFACTURING FACTORY NUMBER - 5002338595 30001526 Belden Inc US Fomerly; BELDEN WIRE AND CABLE PART NUMBER Y63408 5001470684 10001266 OKAZAKI MANUFACTURING COMPANY JP TOKYO BRANCH 5001471088 10024603 $$ ABB AUTOMATION PRODUCTS GMBH DE INSTRUMENTATION 5001470811 10023035 WATLOW ELECTRIC MANUFACTURING US 5001893605 10037887 EGYTECH CABLES EL SEWEDY EG 5002638922 10056746 BELDEN HIRSCHMANN NETWORKING CN SYSTEM TRADING (SHANGHAI) NUMBER - 5002638920 10019967 DEKORON WIRE AND CABLE US CABLE UNITED STATES OF AMERICA. NUMBER - 5002638921 10032913 TE WIRE AND CABLE US R2 TECHNOLOGIES LLC NUMBER - 5001470591 10016631 BELDEN WIRE AND CABLE COMPANY US INCORPORATED PART NUMBER Y63408 5001470635 10028102 ** CBI ELECTRIC ABERDARE ATC TELECO ZA 5001470758 10026424 SUMITOMO ELECTRIC INDUSTRIES LTD JP HITAKA/MINATO WORKS 5001471039 10003885 HEXATRONIC CABLES AND INTERCONNE SE SYSTEMS AB 5001470990 10000947 ** LEONI KERPEN GMBH DE PART NUMBER RE-VHX(ST)YW-FL 5002485992 10013724 SAUDI CABLE COMPANY SA 5000371271 10024590 PRYSMIAN POWERLINK SRL IT 5001116658 30000660 MIDDLE EAST SPECIALIZED CABLES CO. SA LIMITED PART NUMBER 04C4-07P16AWG-U0BK7-06 | OTHERS – ENTER MANUFACTURER AND PART NUMBER DETAILS BELOW | BAHRA CABLES |  | 90103207 |  | SA Saudi Arabia | No | X | No |  | 831400 |  |  | No | D - Dutible | 0- | WH-Warehouse (Non-A/C) | M008-S104 YANBU STORES | MOQ= 1000M PRICE PER METER |  | Urgent | 04 BOAT | 34SAMSS91310009991665021163790000101.pdf
Note on Q5: Answer Type: Text (multiple lines) Acceptable Values: Any Value
Note on V5: Answer Type: Text (multiple lines) Acceptable Values: Any Value
Note on X5: Answer Type: Text (multiple lines) Acceptable Values: Any Value
Note on AM5: Answer Type: Text (multiple lines) Acceptable Values: Any Value
Note on Q6: Answer Type: Text (multiple lines) Acceptable Values: Any Value
Note on V6: Answer Type: Text (multiple lines) Acceptable Values: Any Value
Note on X6: Answer Type: Text (multiple lines) Acceptable Values: Any Value
Note on AM6: Answer Type: Text (multiple lines) Acceptable Values: Any Value
Note on Q7: Answer Type: Text (multiple lines) Acceptable Values: Any Value
Note on V7: Answer Type: Text (multiple lines) Acceptable Values: Any Value
Note on X7: Answer Type: Text (multiple lines) Acceptable Values: Any Value
Note on AM7: Answer Type: Text (multiple lines) Acceptable Values: Any Value
Note on Q8: Answer Type: Text (multiple lines) Acceptable Values: Any Value
Note on V8: Answer Type: Text (multiple lines) Acceptable Values: Any Value
Note on X8: Answer Type: Text (multiple lines) Acceptable Values: Any Value
Note on AM8: Answer Type: Text (multiple lines) Acceptable Values: Any Value
Note on Q9: Answer Type: Text (multiple lines) Acceptable Values: Any Value
Note on V9: Answer Type: Text (multiple lines) Acceptable Values: Any Value
Note on X9: Answer Type: Text (multiple lines) Acceptable Values: Any Value
Note on AM9: Answer Type: Text (multiple lines) Acceptable Values: Any Value
Note on Q10: Answer Type: Text (multiple lines) Acceptable Values: Any Value
Note on V10: Answer Type: Text (multiple lines) Acceptable Values: Any Value
Note on X10: Answer Type: Text (multiple lines) Acceptable Values: Any Value
Note on AM10: Answer Type: Text (multiple lines) Acceptable Values: Any Value
Note on Q11: Answer Type: Text (multiple lines) Acceptable Values: Any Value
Note on V11: Answer Type: Text (multiple lines) Acceptable Values: Any Value
Note on X11: Answer Type: Text (multiple lines) Acceptable Values: Any Value
Note on AM11: Answer Type: Text (multiple lines) Acceptable Values: Any Value
Note on Q12: Answer Type: Text (multiple lines) Acceptable Values: Any Value
Note on V12: Answer Type: Text (multiple lines) Acceptable Values: Any Value
Note on X12: Answer Type: Text (multiple lines) Acceptable Values: Any Value
Note on AM12: Answer Type: Text (multiple lines) Acceptable Values: Any Value
Note on Q13: Answer Type: Text (multiple lines) Acceptable Values: Any Value
Note on V13: Answer Type: Text (multiple lines) Acceptable Values: Any Value
Note on X13: Answer Type: Text (multiple lines) Acceptable Values: Any Value
Note on AM13: Answer Type: Text (multiple lines) Acceptable Values: Any Value
Note on Q14: Answer Type: Text (multiple lines) Acceptable Values: Any Value
Note on V14: Answer Type: Text (multiple lines) Acceptable Values: Any Value
Note on X14: Answer Type: Text (multiple lines) Acceptable Values: Any Value
Note on AM14: Answer Type: Text (multiple lines) Acceptable Values: Any Value
Note on Q15: Answer Type: Text (multiple lines) Acceptable Values: Any Value
Note on V15: Answer Type: Text (multiple lines) Acceptable Values: Any Value
Note on X15: Answer Type: Text (multiple lines) Acceptable Values: Any Value
Note on AM15: Answer Type: Text (multiple lines) Acceptable Values: Any Value
Note on Q16: Answer Type: Text (multiple lines) Acceptable Values: Any Value
Note on V16: Answer Type: Text (multiple lines) Acceptable Values: Any Value
Note on X16: Answer Type: Text (multiple lines) Acceptable Values: Any Value
Note on AM16: Answer Type: Text (multiple lines) Acceptable Values: Any Value
Note on Q17: Answer Type: Text (multiple lines) Acceptable Values: Any Value
Note on V17: Answer Type: Text (multiple lines) Acceptable Values: Any Value
Note on X17: Answer Type: Text (multiple lines) Acceptable Values: Any Value
Note on AM17: Answer Type: Text (multiple lines) Acceptable Values: Any Value
Note on Q18: Answer Type: Text (multiple lines) Acceptable Values: Any Value
Note on V18: Answer Type: Text (multiple lines) Acceptable Values: Any Value
Note on X18: Answer Type: Text (multiple lines) Acceptable Values: Any Value
Note on AM18: Answer Type: Text (multiple lines) Acceptable Values: Any Value
Note on Q19: Answer Type: Text (multiple lines) Acceptable Values: Any Value
Note on V19: Answer Type: Text (multiple lines) Acceptable Values: Any Value
Note on X19: Answer Type: Text (multiple lines) Acceptable Values: Any Value
Note on AM19: Answer Type: Text (multiple lines) Acceptable Values: Any Value
Note on Q20: Answer Type: Text (multiple lines) Acceptable Values: Any Value
Note on V20: Answer Type: Text (multiple lines) Acceptable Values: Any Value
Note on X20: Answer Type: Text (multiple lines) Acceptable Values: Any Value
Note on AM20: Answer Type: Text (multiple lines) Acceptable Values: Any Value
Note on Q21: Answer Type: Text (multiple lines) Acceptable Values: Any Value
Note on V21: Answer Type: Text (multiple lines) Acceptable Values: Any Value
Note on X21: Answer Type: Text (multiple lines) Acceptable Values: Any Value
Note on AM21: Answer Type: Text (multiple lines) Acceptable Values: Any Value
Note on Q22: Answer Type: Text (multiple lines) Acceptable Values: Any Value
Note on V22: Answer Type: Text (multiple lines) Acceptable Values: Any Value
Note on X22: Answer Type: Text (multiple lines) Acceptable Values: Any Value
Note on AM22: Answer Type: Text (multiple lines) Acceptable Values: Any Value
Note on Q23: Answer Type: Text (multiple lines) Acceptable Values: Any Value
Note on V23: Answer Type: Text (multiple lines) Acceptable Values: Any Value
Note on X23: Answer Type: Text (multiple lines) Acceptable Values: Any Value
Note on AM23: Answer Type: Text (multiple lines) Acceptable Values: Any Value
Note on Q24: Answer Type: Text (multiple lines) Acceptable Values: Any Value
Note on V24: Answer Type: Text (multiple lines) Acceptable Values: Any Value
Note on X24: Answer Type: Text (multiple lines) Acceptable Values: Any Value
Note on AM24: Answer Type: Text (multiple lines) Acceptable Values: Any Value
Note on Q25: Answer Type: Text (multiple lines) Acceptable Values: Any Value
Note on V25: Answer Type: Text (multiple lines) Acceptable Values: Any Value
Note on X25: Answer Type: Text (multiple lines) Acceptable Values: Any Value
Note on AM25: Answer Type: Text (multiple lines) Acceptable Values: Any Value
Note on Q26: Answer Type: Text (multiple lines) Acceptable Values: Any Value
Note on V26: Answer Type: Text (multiple lines) Acceptable Values: Any Value
Note on X26: Answer Type: Text (multiple lines) Acceptable Values: Any Value
Note on AM26: Answer Type: Text (multiple lines) Acceptable Values: Any Value
Note on Q27: Answer Type: Text (multiple lines) Acceptable Values: Any Value
Note on V27: Answer Type: Text (multiple lines) Acceptable Values: Any Value
Note on X27: Answer Type: Text (multiple lines) Acceptable Values: Any Value
Note on AM27: Answer Type: Text (multiple lines) Acceptable Values: Any Value
Note on Q28: Answer Type: Text (multiple lines) Acceptable Values: Any Value
Note on V28: Answer Type: Text (multiple lines) Acceptable Values: Any Value
Note on X28: Answer Type: Text (multiple lines) Acceptable Values: Any Value
Note on AM28: Answer Type: Text (multiple lines) Acceptable Values: Any Value
Note on Q29: Answer Type: Text (multiple lines) Acceptable Values: Any Value
Note on V29: Answer Type: Text (multiple lines) Acceptable Values: Any Value
Note on X29: Answer Type: Text (multiple lines) Acceptable Values: Any Value
Note on AM29: Answer Type: Text (multiple lines) Acceptable Values: Any Value
Note on Q30: Answer Type: Text (multiple lines) Acceptable Values: Any Value
Note on V30: Answer Type: Text (multiple lines) Acceptable Values: Any Value
Note on X30: Answer Type: Text (multiple lines) Acceptable Values: Any Value
Note on AM30: Answer Type: Text (multiple lines) Acceptable Values: Any Value

## Currency Conversion
System Id | * Number | Item Name | * From Currency | * To Currency | * Rate
Help And Options. Click on the + sign on the left for more information to fill out the cells
382504089 |  |  | AED | USD | 0.27225
382504089 |  |  | ALL | USD | 0.01128
382504089 |  |  | AMD | USD | 0.00258
382504089 |  |  | ANG | USD | 0.41112
382504089 |  |  | ARS | USD | 0.00103
382504089 |  |  | AUD | USD | 0.69185
382504089 |  |  | AWG | USD | 0.55249
382504089 |  |  | AZN | USD | 0.58824
382504089 |  |  | BAM | USD | 0.56823
382504089 |  |  | BBD | USD | 0.49527
382504089 |  |  | BDT | USD | 0.00837
382504089 |  |  | BGN | USD | 0.56965
382504089 |  |  | BHD | USD | 2.6526
382504089 |  |  | BND | USD | 0.77863
382504089 |  |  | BOB | USD | 0.1444
382504089 |  |  | BRL | USD | 0.18348
382504089 |  |  | BSD | USD | 1
382504089 |  |  | BYR | USD | 0.05097
382504089 |  |  | BZD | USD | 0.49611
382504089 |  |  | CAD | USD | 0.7394
382504089 |  |  | CHF | USD | 1.1836
382504089 |  |  | CLP | USD | 0.00111
382504089 |  |  | CNY | USD | 0.14248
382504089 |  |  | COP | USD | 0.00024
382504089 |  |  | CRC | USD | 0.00192
382504089 |  |  | CYP | USD | 2.5141
382504089 |  |  | CZK | USD | 0.04418
382504089 |  |  | DKK | USD | 0.14945
382504089 |  |  | DOP | USD | 0.01661
382504089 |  |  | DZD | USD | 0.00754
382504089 |  |  | EGP | USD | 0.02071
382504089 |  |  | EUR | USD | 1.1141
382504089 |  |  | GBP | USD | 1.338
382504089 |  |  | GEL | USD | 0.3663
382504089 |  |  | GTQ | USD | 0.12937
382504089 |  |  | GYD | USD | 0.00478
382504089 |  |  | HKD | USD | 0.12863
382504089 |  |  | HNL | USD | 0.04022
382504089 |  |  | HRK | USD | 0.142
382504089 |  |  | HTG | USD | 0.00759
382504089 |  |  | HUF | USD | 0.00281
382504089 |  |  | IDR | USD | 0.06605
382504089 |  |  | INR | USD | 0.01193
382504089 |  |  | ISK | USD | 0.0074
382504089 |  |  | JMD | USD | 0.00635
382504089 |  |  | JOD | USD | 1.4123
382504089 |  |  | JPY | USD | 0.00697
382504089 |  |  | KRW | USD | 0.00076
382504089 |  |  | KWD | USD | 3.2751
382504089 |  |  | KZT | USD | 0.00208
382504089 |  |  | LBP | USD | 0.00066
382504089 |  |  | LKR | USD | 0.00338
382504089 |  |  | LTL | USD | 0.3504
382504089 |  |  | LVL | USD | 1.9675
382504089 |  |  | MAD | USD | 0.10393
382504089 |  |  | MKD | USD | 0.0181
382504089 |  |  | MXN | USD | 0.05082
382504089 |  |  | MYR | USD | 0.24251
382504089 |  |  | NGN | USD | 0.0006
382504089 |  |  | NIO | USD | 0.02717
382504089 |  |  | NOK | USD | 0.09484
382504089 |  |  | NZD | USD | 0.6347
382504089 |  |  | OMR | USD | 2.5975
382504089 |  |  | PAB | USD | 1
382504089 |  |  | PEN | USD | 0.26978
382504089 |  |  | PHP | USD | 0.01786
382504089 |  |  | PKR | USD | 0.0036
382504089 |  |  | PLN | USD | 0.26011
382504089 |  |  | PYG | USD | 0.12831
382504089 |  |  | QAR | USD | 0.27435
382504089 |  |  | RON | USD | 0.22392
382504089 |  |  | RSD | USD | 0.00952
382504089 |  |  | RUB | USD | 0.01075
382504089 |  |  | SAR | USD | 0.26667
382504089 |  |  | SDD | USD | 0.005
382504089 |  |  | SDG | USD | 0.00167
382504089 |  |  | SEK | USD | 0.09846
382504089 |  |  | SGD | USD | 0.77863
382504089 |  |  | SLL | USD | 0.04387
382504089 |  |  | SRD | USD | 0.03241
382504089 |  |  | SVC | USD | 0.11423
382504089 |  |  | THB | USD | 0.03088
382504089 |  |  | TND | USD | 0.32942
382504089 |  |  | TRY | USD | 0.02923
382504089 |  |  | TTD | USD | 0.14742
382504089 |  |  | TWD | USD | 0.03149
382504089 |  |  | UAH | USD | 0.02428
382504089 |  |  | UYU | USD | 0.02406
382504089 |  |  | VEF | USD | 0.10013
382504089 |  |  | VND | USD | 4.3e-05
382504089 |  |  | XAF | USD | 0.00167
382504089 |  |  | XCD | USD | 0.369
382504089 |  |  | YER | USD | 0.004
382504089 |  |  | ZAR | USD | 0.05783